## 1200A
GENERAL
PAYMENT | ITEM | DESCRIPTION | UNIT | QTY | RATE | AMOUNT
REFERS | NO
SANS 1200 A | 110.00 | GENERAL
FIXED CHARGE ITEMS
8.3 | 110.01 | Contractual Requirements | Item | 1
8.3.2 | 110.02 | Establishment of Facilities on Site
SANS 1200 AB | 110.02.01 | Facilities for the Engineer
8.2.1 | 110.02.01.01 | Furnished offices (2 No - 1 No 20m² and 1 No 12m²) | Sum | 1
8.2.1 | 110.02.01.02 | Telephone (and computer equipment) | Sum | 1
8.2.1 | 110.02.01.03 | Nameboards (2 No) | Sum | 1
8.2.1 | 110.02.01.04 | Carport | Sum | 1
SANS 1200 A
8.3.2.1 | 110.02.01.05 | Kitchenette | Sum | 1
| 110.02.01.06 | Ablution and latrine facilities both male and female | Sum | 1
| 110.02.01.07 | Survey equipment and assistance | Sum | 1
| 110.02.01.08 | Safety equipment, including hard hat, removable revolving orange light for vehicle & reflective vest | Sum | 1
8.3.2.2 | 110.02.02 | Facilities for the Contractor
| 110.02.02.01 | Offices and storage sheds | Sum | 1
| 110.02.02.02 | Workshops | Sum | 1
| 110.02.02.03 | Laboratories | Sum | 1
| 110.02.02.04 | Ablution and latrine facilities | Sum | 1
| 110.02.02.05 | Tools and equipment | Sum | 1
| 110.02.02.06 | Water Supply, Electrical power and communications | Sum | 1
| 110.02.02.07 | Dealing with water | Sum | 1
| 110.02.02.08 | Access | Sum | 1
| 110.02.02.09 | Transport to and establish on site all Construction plant and equipment | Sum | 1
| 110.02.02.10 | Attendance for local subcontractors and targeted enterprise use and development including monitoring, skills transfer, quality assurance and support | Sum | 1
Total carried forward
GENERAL
PAYMENT | ITEM | DESCRIPTION | UNIT | QTY | RATE | AMOUNT
REFERS | NO
Total brought forward
SANS 1200A
8.3.3 | 110.03 | Specific requirements
| 110.03.01 | Provision of security for Contract duration | Sum | 1
8.3.4 | 110.04 | Remove Contractors Site Establishment and make good | Sum | 1
| 110.04.01 | Other fixed charge obligations not covered above (Tenderer to list)
|  | …...................................................... | Sum | 1
|  | …...................................................... | Sum | 1
|  | …...................................................... | Sum | 1
|  | …...................................................... | Sum | 1
8.3.5 | 110.05 | Additional Contractual Obligations
8.3.5.1 | 110.05.01 | Notice and warning to consumers | Sum | 1
8.3.5.2 | 110.05.01 | OHS Act Obligations | Sum | 1
8.3.5.3 | 110.05.01 | EMP Obligations | Sum | 1
TIME RELATED ITEMS
8.4.1 | 110.06 | Contractual Requirements | Item | 1
8.4.2 | 110.07 | Operation and maintenance of facilities on site, for duration of construction, except where otherwise stated
SANS 1200 AB | 110.07.01 | Facilities for the Engineer
8.2.1 | 110.07.01.01 | Furnished offices (2 No - 1 No 20m² and 1 No 12m²) | Sum | 1
8.2.1 | 110.07.01.02 | Telephone (and computer equipment) | Sum | 1
8.2.1 | 110.07.01.03 | Nameboards (2 No) | Sum | 1
8.2.1 | 110.07.01.04 | Carport | Sum | 1
SANS 1200 AB
8.4.2.1 | 110.07.01.05 | Kitchenette | Sum | 1
| 110.07.01.06 | Ablution and latrine facilities both male and female | Sum | 1
Total carried forward
GENERAL
PAYMENT | ITEM | DESCRIPTION | UNIT | QTY | RATE | AMOUNT
REFERS | NO
Total brought forward
SANS 1200 AB
8.4.2.1 | 110.07.01.07 | Survey equipment and assistance | Sum | 1
| 110.07.01.08 | Safety equipment, including hard hat, removable revolving orange light for vehicle & reflective vest | Sum | 1
8.4.2.2 | 110.07.02 | Facilities for the Contractor
| 110.07.02.01 | Offices and storage sheds | Sum | 1
| 110.07.02.02 | Workshops | Sum | 1
| 110.07.02.03 | Laboratories | Sum | 1
SANS 1200 A
8.4.2.2 | 110.07.02.04 | Ablution and latrine facilities | Sum | 1
| 110.07.02.05 | Tools and equipment | Sum | 1
| 110.07.02.06 | Water Supply, Electrical power and communications | Sum | 1
| 110.07.02.07 | Dealing with water | Sum | 1
| 110.07.02.08 | Access | Sum | 1
| 110.07.02.09 | Transport to and establish on site all Construction plant and equipment | Sum | 1
8.4.2.2 | 110.07.02.10 | Attendance for local subcontractors and targeted enterprise use and development including monitoring, skills transfer, quality assurance and support | Sum | 1
| 110.08 | Supervision for Duration of Contract
8.4.3 | 110.08.01 | Site management | months | 18
| 110.08.02 | Site manager | months | 18
| 110.08.03 | Engineer | months | 18
| 110.08.04 | Finance manager | months | 18
| 110.08.05 | Safety manager | months | 18
| 110.08.06 | Electrical safety officer | months | 18
| 110.08.07 | Material orderer | months | 18
| 110.08.08 | Site foremen | months | 18
8.4.4 | 110.08.09 | Company and head office overhead costs for the duration of the Contract | months | 18
Total carried forward
GENERAL
PAYMENT | ITEM | DESCRIPTION | UNIT | QTY | RATE | AMOUNT
REFERS | NO
Total brought forward
SANS 1200A
8.4.5 | 110.09 | Other time related obligations not covered above (Tenderer to list)
|  | …......................................................... | months | 18
|  | …......................................................... | months | 18
|  | …......................................................... | months | 18
|  | …......................................................... | months | 18
PSA 8.4.6 | 110.10 | Additional Obligations
PSA 8.4.6.1 | 110.10.1 | OHS Act Obligations | Sum | 1
PSA 8.4.6.2 | 110.10.2 | Security Services Costs | Month | 18
PSA 8.4.6.3 | 110.10.3 | Electrical Safety Officer | Month | 18
PSA8.5 | 110.11 | Sums stated provisionally by the Engineer:
| 110.11.01 | Works executed by Nominated Subcontractors
8.5.2 | 110.11.01.01 | Alteration to existing services by authorities | P.Sum | 1 | 600000 | 600000
| 110.11.01.02 | Overheads, charges and profit on item 110.11.01.01 | % | 600000 |  | 0
| 110.11.01.03 | Control tests by independent laboratory | P.Sum | 1 | 100000 | 100000
| 110.11.01.04 | Overheads, charges and profit on item 110.11.01.03 | % | 100000 |  | 0
| 110.11.01.05 | Provision of photographic records | Sum | 1
| 110.11.01.06 | Overheads, charges and profit on item 110.11.01.05 | %
| 110.11.01.07 | CLO and CSO | P.Sum | 1 | 900000 | 900000
| 110.11.01.08 | Overheads, charges and profit on item 110.11.01.07 | % | 900000 |  | 0
| 110.11.01.09 | Temporary protection of services | P.Sum | 1 | 50000 | 50000
| 110.11.01.10 | Overheads, charges and profit on item 110.11.01.09 | % | 50000 |  | 0
| 110.11.01.11 | Reinstatement of asphalt by JRA | P.Sum | 1 | 689183.04 | 689183.04
Total carried forward
GENERAL
PAYMENT | ITEM | DESCRIPTION | UNIT | QTY | RATE | AMOUNT
REFERS | NO
Total brought forward
SANS 1200A
8.5.2 | 110.11.01.12 | Overheads, charges and profit on item 110.11.01.11 | % | 689183.04 |  | 0
| 110.11.01.13 | Supply or hire of specialist equipment | P.Sum | 1 | 2000000 | 2000000
| 110.11.01.14 | Overheads, charges and profit on item 110.11.01.13 | % | 2000000 |  | 0
| 110.11.01.15 | Training of labour | P.Sum | 1 | 500000 | 500000
| 110.11.01.16 | Overheads, charges and profit on item 110.11.01.15 | % | 500000 |  | 0
| 110.11.01.17 | On-the-job training for interns | P.Sum | 1 | 576000 | 576000
| 110.11.01.18 | Overheads, charges and profit on item 110.11.01.17 | % | 576000 |  | 0
PSAB 4.1 | 110.11.01.19 | Telephone and data charges for Engineers Representative | P.Sum | 1 | 27000 | 27000
8.5.2 | 110.11.01.20 | Overheads, charges and profit on item 110.11.01.17 | % | 27000 |  | 0
PSSC 1 | 110.11.01.21 | Fixed-Charge items for the sub-contractors Contractual Requirements | Sum | 1
PSSC 2 | 110.11.01.22 | Overhead, charges and profit for the Main Contractor to provide for fixed-charge items for the sub-contractors Contractual Requirements | %
PSSC 3 | 110.11.01.23 | Time Related items for the sub-contractors Contractual Requirements | Sum | 1
PSSC 4 | 110.11.01.24 | Overhead, charges and profit for the Main Contractor to provide for time related items for the sub-contractors Contractual Requirements | %
PSSC 5 | 110.11.01.25 | Time Related items for the sub-contractors Contractual Requirements | Sum | 1
PSSC 6 | 110.11.01.26 | Overhead, charges and profit for the Main Contractor to provide for time related items for the sub-contractors Contractual Requirements | %
PSSC 7 | 110.11.01.27 | Provide administrative, planning and on the job training to SMME's | P.Sum | 1 | 216000 | 216000
PSSC 8 | 110.11.01.28 | Overhead, charges and profit on SMME training | % | 216000 |  | 0
8.5.2 | 110.11.01.33 | Specials and fittings for tie-in to existing Water meter Chamber (Dale Road) | P.Sum | 1 | 90000 | 90000
Total carried forward
GENERAL
PAYMENT | ITEM | DESCRIPTION | UNIT | QTY | RATE | AMOUNT
REFERS | NO
Total brought forward
SANS 1200A
| 110.11.01.34 | Overheads, charges and profit on item 110.11.01.33 | % | 90000 |  | 0
8.5.2 | 110.11.01.35 | Specials and fittings for tie-in to existing water pipe (Harry Galaun Drive) | P.Sum | 1 | 90000 | 90000
| 110.11.01.36 | Overheads, charges and profit on item 110.11.01.35 | % | 90000 |  | 0
8.7 | 110.12 | Daywork (Provisional)
| 110.12.01 | Allowance for labour | P.Sum | 1 | 500000 | 500000
| 110.12.02 | Percentage adjustment to item 110.12.01 | % | 500000
| 110.12.03 | Alowance for material | P.Sum | 1 | 500000 | 500000
| 110.12.04 | Percentage adjustment to item 110.12.03 | % | 500000
| 110.12.05 | Allowance for plant | P.Sum | 1 | 500000 | 500000
| 110.12.06 | Percentage adjustment to item 110.12.05 | % | 500000
8.8 | 110.13 | Temporary Works
8.8.2 | 110.13.01 | Accommodation of traffic | Sum | 1
| 110.13.02 | Location and protection of existing services | Sum | 1
8.8.4 | 110.13.02.01 | Electrical and other cables | Sum | 1
8.8.5 | 110.13.03 | Survey and setting out of works | Sum | 1
8.8.6 | 110.13.04 | Special water control | Sum | 1
8.8.7 | 110.13.05 | Dealing with other service authorities, application for wayleaves, etc. | Sum | 1
8.9 | 110.14 | Compliance with OHS Act Regulations (including the Construction Regulations, 2014)
| 110.14.01 | Provisional sum for items not covered by the list below (items 110.14.02 to 110.14.09) | Sum | 1
| 110.14.02 | COVID-19 Healthy and Safe Work Practices
| 110.14.02.01 | Symptom screening of all working on site twice a day | Sum | 1
| 110.14.02.02 | Symptom screening of all site visitors upon arrival | Sum | 1
| 110.14.02.03 | Hand washing / sanitizing stations on site | Sum | 1
Total carried forward
GENERAL
PAYMENT | ITEM | DESCRIPTION | UNIT | QTY | RATE | AMOUNT
REFERS | NO
Total brought forward
8.9 | 110.14.02.04 | Physical barriers between work stations (offices) | Sum | 1
SANS 1200A
8.9 | 110.14.03 | Training Courses
| 110.14.03.01 | Life skills training | Item | 1
| 110.14.03.02 | Project specific technical skills training | Item | 1
| 110.14.03.03 | Train the SHE representative x2 | Item | 1
| 110.14.03.04 | Induct training of all workers (ongoing) | Item | 1
| 110.14.03.05 | Community training: Locals (Foreman/ Brick layers) | Item | 1
| 110.14.03.06 | Training as per site specific requirements | Item | 1
| 110.14.03.07 | Training venue | Sum | 1
| 110.14.03.08 | Remuneration of workers undergoing skills training | Item | 1
| 110.14.03.09 | Contractor's handling costs, profit and all other charges in respect of items 110.14.03.01 to 110.14.03.08 above | %
| 110.14.04 | SHE Representative (Safety Officer) | Sum | 1
| 110.14.05 | Fire Fighting Equipment:
| 110.14.05.01 | Provide 9kg fire fighting equipment suitable for the whole construction site | No | 10
| 110.14.05.02 | Obtain inspection certificates of fire fighting equipment (Every 12 months) | Sum | 1
| 110.14.06 | First Aid:
| 110.14.06.01 | Provide a replenish basic First Aid Kit | Sum | 1
| 110.14.06.02 | Provide a stretcher / fire blanket etc | Sum | 1
| 110.14.06.03 | Personal Protective Clothing (PPE) | Sum | 1
8.9 | 110.14.07 | Contractor's personnel medicals (CR 7(8)) | Sum | 1
| 110.14.08 | Identification Cards:
|  | Provide identification cards to employees | Sum | 1
| 110.14.09 | Safety Office Equipment:
|  | Safety posters programme | P.Sum | 1 | 1500 | 1500
Total carried forward
GENERAL
PAYMENT | ITEM | DESCRIPTION | UNIT | QTY | RATE | AMOUNT
REFERS | NO
Total brought forward
8.9 |  | Danger signage / site office (Safety notices: Contractors' safety board) | P.Sum | 1 | 2500 | 2500
SANS 1200A
8.10 | 110.15 | Quality Assurance and Management Plan | Sum | 1
8.11 | 110.16 | Compliance with the Environmental Management Plan | Sum | 1
TOTAL SECTION 1200 A CARRIED TO SUMMARY
Note on C347: [Threaded comment] Your version of Excel allows you to read this threaded comment; however, any edits to it will get removed if the file is opened in a newer version of Excel. Learn more: https://go.microsoft.com/fwlink/?linkid=870924 Comment: The description of this item should be revised. The numbering it is referring to is not correct.

## 1200A SMME
GENERAL
PAYMENT | ITEM | DESCRIPTION | UNIT | QTY | RATE | AMOUNT
REFERS | NO
SANS 1200 A | 111 | GENERAL
SMME
PSSC 1 | 110.11.01.19 | Value of Subcontracted works | P.Sum | 1 | 12951609.83 | 12951609.83
PSSC 2 | 110.11.01.20 | Management fee for the Main Contractor to oversee sub-contracted works. (the main contractor will retain liability and responsibility for the management, scheduling, and quality) | % | 12951609.83 |  | 0
| TOTAL SECTION 1200 A SMME CARRIED TO SUMMARY |  |  |  |  | 12951609.83

## 1200C
SECTION 1200 C
PAYMENT
REFERS | ITEM |  |  | DESCRIPTION | UNIT | QUAN- | RATE | AMOUNT
TO | NO |  |  |  |  | TITY
SANS | 130.00 | SITE CLEARANCE
1200 C
PSC | 130.01 | Clear and grub:
8.2.1
|  | .01 | Areas (chambers, structures, etc) |  | m² | 1322
|  | .02 | Strips, 3,0 m wide (water) |  | m | 6847
8.2.2 | 130.02 | Remove and grub large trees and tree
stumps of girth:
|  | .01 | Over 1,0 m and up to and including
|  |  | 2,0 m |  | number | 50
|  | .02 | Over 2,0 m and up to and including
|  |  | 3,0 m |  | number | 10
| 130.03 | Extra over item 130.02 above to Reinstate
Trees:
|  | .01 | Over 1,0 m and up to and including
|  |  | 2,0 m |  | number | 30
8.2.4 | 130.04 | Reclear surfaces (only on instructions
from the Engineer):
|  | .01 | Areas |  | m² | 50
|  | .02 | Strips, 3,0 m wide (water) |  | m | 100
8.2.5 | 130.05 | Take down existing fences |  |  | km | 10
8.2.8 | 130.06 | Demolish and remove structures
or buildings and dismantle steelwork etc.
|  | .01 | Carport and Name Boards |  | Number | 115
|  | .02 | Carefully remove paving blocks for |  | m² | 28187
re-use (car parking)
|  | .03 | Asphalt surfacing (car parking) |  | m² | 1000
|  | .04 | Carefully remove paving blocks for
|  |  | re-use ( Erf 3544) |  | m² | 775
| 130.07 | Extra over item 130.06 above for:
|  | .01 | Re-erection and Reinstatement of Carport |  | Number | 115
|  | .02 | Reinstatement of Paving Blocks
|  |  | (car parking) |  | m² | 14094
|  | .03 | Reinstatement of Asphalt/ concrete paving |  | m² | 1000
(car parking)
|  | .04 | Reinstatement of paving blocks for
|  |  | re-use (Erf 3544) |  | m² | 775
| 130.08 | Transport materials and debris to
|  | unspecified site and dump |  |  | m³ | 10
8.2.10 | 130.09 | Remove topsoil to nominal depth of
|  | 150 mm and stockpile |  |  | m³ | 3074
1200 C | Carried forward
SECTION 1200 C
PAYMENT
REFERS | ITEM |  |  | DESCRIPTION | UNIT | QUAN- | RATE | AMOUNT
TO | NO |  |  |  |  | TITY
Brought forward
PSC | 130.10 | Temporary fencing:
8.2.11
|  | .01 | 1,8 m barbed wire class B fence |  | m | 4900
PSC | 130.11 | Take down and re-erect existing fences
8.2.13
|  | .01 | Weldmesh fencing |  | m | 30
|  | .02 | Boundary Brick wall |  | m | 30
|  | .03 | Double Brick wall with Palisade fence |  | m | 30
|  | .04 | Palisade fence |  | m | 60
|  | .05 | Clear View(vu) fence or similar |  | m | 150
|  | .06 | Electrical fence |  | Number | 20
| 130.12 | Final finishing and cleaning up of the
|  | Site of the Works |  |  | sum | 1
TOTAL SECTION 1200 C CARRIED TO SUMMARY

## 1200D
SECTION 1200 D
PAYMENT
REFERS | ITEM |  |  | DESCRIPTION | UNIT | QUAN- | RATE | AMOUNT
TO | NO |  |  |  |  | TITY
SANS | 140.00 | EARTHWORKS
1200 D
PSD | 140.01 | Restricted excavation:
8.3.3
|  | .01 | Excavate for chambers, restricted foundations,
etc. in all materials, and use for backfill or
embankment, or dispose:
|  |  | .01 | Depth up to 2,0 m | m³ | 890
|  |  | .02 | Depth over 2,0 m and up to 4,0 m | m³ | 638
|  |  | .03 | Depth over 4,0 m and not exceeding 6m deep | m³ | 377
|  |  | .04 | Depth over 6,0 m and up to 15,0 m | m³ | 2051
|  | .02 | Excavate for gabion boxes or mattresses in all
all materials, and use for backfill or embankment,
|  |  | or dispose |  | m³ | 126
|  | .03 | Extra over items 140.01.01 to
140.01.03 above for:
|  |  | .01 | Intermediate excavation | m³ | 2132
|  |  | .02 | Hard rock excavation | m³ | 971
|  | .04 | Extra over item 140.01 for hand
|  |  | excavation |  | m³ | 50
8.3.5 | 140.02 | Extra excavation in all materials to
|  | provide working space around structure |  |  | m² | 2360
PSD 8.3.6 | 140.03 | Overhaul:
|  | .01 | Long overhaul |  | m³-km | 20510
8.3.9 | 140.04 | Extra over items 140.01 and 140.02 for backfill or
|  | for fill material against structures |  |  | m³ | 720
PSD | 140.05 | Existing services:
8.3.8
|  | .01 | Hand excavation for locating and
exposing existing services:
|  |  | .01 | In roadways | m³ | 50
|  |  | .02 | In all other areas | m³ | 50
PSD
8.3.10 | 140.06 | Topsoiling |  |  | m³ | 3074
8.3.11 | 140.07 | Grassing or other vegetation cover: |  |  | m² | 2700
PSD | 140.08 | Extra over items 140.02.01 and
8.3.14 |  | 140.02 for temporary stockpiling |  |  | m³ | 1646
PSD | 140.09 | Extra over items 140.02.01 and 140.02 for disposing
8.3.15 |  | of spoil material on site provided by the Contractor |  |  | m³ | 2873
1200 D | Carried forward
SECTION 1200 D
PAYMENT
REFERS | ITEM |  |  | DESCRIPTION | UNIT | QUAN- | RATE | AMOUNT
TO | NO |  |  |  |  | TITY
Brought forward
SANS | 140.10 | Treatment of roadbed:
1200 DM
8.3.3 |  | .01 | Roadbed preparation and compaction
of material to (under structure floor
slabs):
|  |  | .01 | Minimum of 90% of modified
|  |  |  | AASHTO maximum density | m³ | 10
|  |  | .02 | Minimum of 93% of modified
|  |  |  | AASHTO maximum density | m³ | 250
TOTAL SECTION 1200 D CARRIED TO SUMMARY

## 1200DB
SECTION 1200 DB
PAYMENT
REFERS | ITEM |  |  | DESCRIPTION | UNIT | QUAN- | RATE | AMOUNT
TO | NO |  |  |  |  | TITY
SANS | 142.00 | EARTHWORKS (PIPE TRENCHES)
1200 DB
TRENCHES FOR WATER PIPES
PSDB | 142.01 | Excavate in all materials for trenches,
8.3.2 |  | backfill, compact and dispose of surplus
material:
|  | .01 | Pipes over 125 mm dia up to 400 mm
dia for depths:
|  |  | .02 | Over 1,0 m up to 2,0 m | m | 62
|  | .02 | Pipes over 500 mm dia up to 850 mm
dia for depths:
|  |  | .01 | Up to 1,0 m | m | 28
|  |  | .02 | Over 1,0 m up to 2,0 m | m | 838
|  |  | .03 | Over 2,0 m up to 3,0 m | m | 4152
|  |  | .04 | Over 3,0 m up to 4,0 m | m | 1311
|  |  | .05 | Over 4,0 m | m | 513
PSDB | 142.02 | Extra over item 142.01 above for:
8.3.2
|  | .01 | Intermediate excavation |  | m³ | 3377
|  | .02 | Hard rock excavation |  | m³ | 3608
|  | .03 | Hand excavation where ordered by the
Engineer:
|  |  | .01 | Soft material | m³ | 200
|  |  | .02 | Intermediate material | m³ | 100
|  |  | .03 | Hard material | m³ | 10
|  | .04 | Backfill stabilized with 5% cement
|  |  | where directed by the Engineer |  | m³ | 10
|  | .05 Soilcrete backfill where directed by | Soilcrete backfill where directed by the
|  |  | Engineer |  | m³ | 100
8.3.2 | 142.03 | Excavate and dispose of unsuitable
|  | material from trench bottom |  |  | m³ | 3608
| 142.04 | Excavation ancillaries:
8.3.3
|  | .01 | Make up deficiency in backfill material:
|  |  | .01 | From other necessary excavations
|  |  |  | on Site | m³ | 10
|  |  | .02 | By importation from commercial or
off-site sources selected by the
|  |  |  | Contractor | m³ | 10
|  | .02 | Compaction in road crossings
|  |  | .01 | 93% of modified AASHTO density | m³ | 150
|  | .03 | Overhaul: |  | m³-km | 10
1200 DB | Carried forward
SECTION 1200 DB
PAYMENT
REFERS | ITEM |  |  | DESCRIPTION | UNIT | QUAN- | RATE | AMOUNT
TO | NO |  |  |  |  | TITY
Brought forward
8.3.4 | 142.05 | Particular items:
|  | .01 | Shore trench opposite structure or service |  | m | 7847
|  | .02 | Temporary Works: Control water
inflow in pipeline:
|  |  | .01 | For new tie-in connection to existing
|  |  |  | chamber pipework (Feeder pipeline) | sum | 1
|  |  | .02 | For new tie-in connection into
|  |  |  | exisitng water pipes (Supply pipeline) | sum | 5
PSDB
8.3.5 | 142.06 | Existing services that intersect or
adjoin a pipe trench:
|  | .01 | Services that intersect a trench:
|  |  | .01 | Fence crossings (all types) | number | 12
|  |  | .02 | Eskom electrical cable crossings | number | 10
|  |  | .03 | DFA cable crossings | number | 5
|  |  | .04 | Stormwater pipe crossings | number | 5
|  |  | .05 | Water pipe crossings | number | 5
|  |  | .06 | Sewer pipe crossings | number | 3
|  |  | .07 | 3 m wide driveways containing
|  |  |  | block paving | number | 2
|  |  | .08 | 3 m wide driveways containing
|  |  |  | concrete paving | number | 2
|  |  | .09 | 6 m wide driveways containing
|  |  |  | block paving | number | 8
|  |  | .10 | 6 m wide driveways containing
|  |  |  | concrete paving | number | 2
PSDB | 142.06 | .02 | Services that adjoin a trench:
8.3.5
|  |  | .01 | Fencing (all types) | m | 2817
|  |  | .02 | Stormwater pipes | m | 100
|  |  | .03 | Water pipes | m | 485
|  |  | .04 | Sewer pipes | m | 580
|  |  | .05 | Eskom electrical cable crossings | m | 200
PSDB
8.3.6 | 142.07 | Finishing:
|  | .01 | Reinstate road surfaces complete with
all courses:
|  |  | .01 | Gravel on shoulders | m³ | 10
1200 DB | Carried forward
SECTION 1200 DB
PAYMENT
REFERS | ITEM |  |  | DESCRIPTION | UNIT | QUAN- | RATE | AMOUNT
TO | NO |  |  |  |  | TITY
Brought forward
PSDB
8.3.6 | 142.07 |  | .02 | Asphalt of thickness 40 mm in
| (cont) |  |  | parking area | m² | 450
|  |  | .03 | Gravel surfacing | m³ | 10
PSDB
8.3.6 | 142.06 |  | .04 | Paving blocks/bricks | m² | 450
|  |  | .05 | Kerbing | m | 50
PSDB | 142.07 | Accommodation of traffic |  |  | sum | 1
8.3.7
PSDB | 142.08 | Supply all barricading and support |  |  | Sum | 1
8.3.13 |  | as required for the construction of the
bulk water line (within Erven 3544,
Juskei View Property)
TOTAL SECTION 1200 DB CARRIED TO SUMMARY

## 1200DK
SECTION 1200 DK
PAYMENT
REFERS | ITEM |  |  | DESCRIPTION | UNIT | QUAN- | RATE | AMOUNT
TO | NO |  |  |  |  | TITY
SANS | 146.00 | GABIONS AND PITCHING
1200 DK
8.2.1 | 146.01 | Surface preparation for bedding of
gabions: 5 no. Scour Valves
|  | .01 | Cavities filled with approved excavated
|  |  | material or rock |  | m² | 126
8.2.2 | 146.02 | Gabions:
|  | .01 | Gabion boxes of galvanized wire:
|  |  | .01 | 100 mm x 100 mm mesh,
2,7 mm dia wire, 1,0 m x
|  |  |  | 1,0 m x 0,5 m boxes | m³ | 25
|  | .02 | Gabion mattresses of galvanized wire,
up to 0,3 m deep:
|  |  | .01 | 80 mm x 100 mm mesh,
2,6 mm dia wire, 6,0 m x
|  |  |  | 2,0 m x 0,3 m mattress | m³ | 38
8.2.4 | 146.03 | Geotextile:
|  | .01 | Grade 4 or approved equivalent |  | m² | 147
TOTAL SECTION 1200 DK CARRIED TO SUMMARY

## 1200F
SECTION 1200 F
PAYMENT
REFERS | ITEM |  |  | DESCRIPTION | UNIT | QUAN- | RATE | AMOUNT
TO | NO |  |  |  |  | TITY
SANS | 160.00 | PILING
1200 F
|  | Appointment of a piling specialist to carry out the full scope for the design, supply and installation of 750mm diameter lateral support piles complete inlcuding all support specifications, survey & setting outs, additional items & testing incl P&Gs |  |  | Prov Sum | 1 | 3222000 | 3222000
|  | Overheads, charges and profit on subitem 160.00 above |  |  | % | 3222000
8.2.1 | 160.01 | Establishment on site for piling |  |  | sum | 1
8.2.2 | 160.02 | Move equipment to and set up at each
|  | pile position |  |  | number | 27
8.2.3 | 160.03 | Standing time |  |  | h | 54
8.2.7 | 160.04 | Design, manufacture, supply, deliver and construction of 750mm dia tubular auger cast in-situ piles complete with casings,rebar,anchors etc at approximately 2200mm spacing apart:
|  | .01 | Exceeding 10 m up to 15 m |  | m | 405
8.2.9 | 160.05 | Install piles through unscheduled
|  | obstructions |  |  | Prov sum | 1 | 1000000 | 1000000
8.2.13 | 160.06 | Extra over item for socketing
piles into rock formation of:
|  | .01 | Pile socket into hard rock to specialist
|  |  | details |  | m | 405
8.2.21 | 160.07 | Establishment on site for the load
|  | testing of piles |  |  | sum | 1
8.2.22 | 160.08 | Load tests on piles:
|  | .01 | Piles of 750mm dia to engineers
|  |  | specification |  | number | 27
TOTAL SECTION 1200 F CARRIED TO SUMMARY

## 2001 CC1
SECTION 2001 CC
PAYMENT
REFERS | ITEM |  |  | DESCRIPTION | UNIT | QUAN- | RATE | AMOUNT
TO | NO |  |  |  |  | TITY
SANS | 170.00 | CONCRETE (STRUCTURAL)
2001 CC
SCHEDULED FORMWORK ITEMS
SD8.2.1 | 170.01 | Rough:
|  | .01 | Vertical formwork to:
|  |  | .01 | Outsides of sumps (floor edge
|  |  |  | and sides) | m² | 19
|  |  | .02 | Outsides of base | m² | 50
|  |  | .03 | Outsides of walls | m² | 93
|  | .02 | Boxing out
|  |  | .01 | 600 x 600 x 750mm deep Sump | number | 1
SD8.2.2 | 170.02 | Smooth:
|  | .01 | Vertical formwork to:
|  |  | .01 | Insides of chamber walls | m² | 1157
|  |  | .02 | Outsides of chamber walls | m² | 1228
|  |  | .03 | Insides of sumps | m² | 11
|  |  | .04 | Outsides of plinths and thrust
|  |  |  | blocks | m² | 641
|  |  | .05 | Outsides of floor slabs | m² | 72
|  |  | .06 | Outsides of beams | m² | 164
|  |  | .07 | Outsides of columns | m² | 103
|  |  | .08 | Sides of Capping Beams | m² | 86
|  | .04 | Horizontal formwork to:
|  |  | .01 | Soffits of roof slabs | m² | 83
|  |  | .02 | Soffits of roof slabs (propped up exceeding
|  |  |  | 3,0m up to 4,5m) | m² | 7
|  |  | .03 | Soffits of roof slabs (propped up exceeding
|  |  |  | 11,5m up to 12,5m) | m² | 70
|  |  | .04 | Soffits of Beams (propped up exceeding
|  |  |  | 3,0m up to 4,5m) | m² | 17
|  |  | .05 | Soffits of Beams (propped up exceeding
|  |  |  | 5,0m up to 5,5m) | m² | 37
|  |  | .06 | Soffits of Beams (propped up exceeding
|  |  |  | 11,5m up to 12,5m) | m² | 25
|  |  | .07 | Soffits of Capping Beams (propped up
|  |  |  | exceeding 11,5m up to 12,5m) | m² | 69
2001 CC | Carried forward
SECTION 2001 CC
PAYMENT
REFERS | ITEM |  |  | DESCRIPTION | UNIT | QUAN- | RATE | AMOUNT
TO | NO |  |  |  |  | TITY
Brought forward
SD8.2.6 | 170.04 | Box out holes/form voids:
|  | .01 | Small circular, of diameter up to and including
0,35 m, and in the following depth ranges:
|  |  | .01 | 0 m up to and including 0,5 m
(for 100 mm dia ventilator sleeve
|  |  |  | in roof slab) | number | 18
|  | .02 | Large, circular, of diameter over 0,35 m up to and
including 0,7 m and in the following depth ranges:
|  |  | .01 | 0 m up to and including 0,5 m
(for 700 mm dia manhole cover
|  |  |  | and frame in roof slab) | number | 16
SCHEDULED REINFORCEMENT ITEMS
SD8.3.1 | 170.05 | Mild-steel and high-tensile steel bars
|  | (all diameters) |  |  | t | 131
SCHEDULED CONCRETE ITEMS
SD8.4.2 | 170.06 | Blinding layer:
|  | .01 | Class 15 MPa/19 mm concrete of:
|  |  | .01 | 50 mm thickness | m² | 10
|  |  | .02 | 75 mm thickness | m² | 389
SD8.4.3 | 170.07 | Strength concrete:
|  | .01 | Class 20 MPa/19 mm concrete in:
|  |  | .01 | Thrust blocks | m³ | 280
|  |  | .02 | Plinths | m³ | 183
|  | .02 | Class 30 MPa/19 mm concrete in:
|  |  | .01 | Floor slabs and sumps | m³ | 155
|  |  | .02 | Walls | m³ | 498
|  |  | .03 | Roof slabs and upstands | m³ | 138
|  |  | .04 | Beams | m³ | 12
|  |  | .05 | Capping Beams | m³ | 52
SD8.4.4 | 170.08 | Unformed surface finishes:
|  | .01 | Wood-floated finishes to:
|  |  | .01 | Floors and sumps | m² | 71
|  | .02 | Steel-floated finishes to:
|  |  | .01 | Roof slabs and upstands | m² | 102
|  |  | .02 | Plinths and thrust blocks including forming half
|  |  |  | round segments for pipes | m² | 31
2001 CC | Carried forward
SECTION 2001 CC
PAYMENT
REFERS | ITEM |  |  | DESCRIPTION | UNIT | QUAN- | RATE | AMOUNT
TO | NO |  |  |  |  | TITY
Brought forward
SD8.4.4 | 170.08 |  | .03 | Beams | m² | 75
(cont)
|  |  | .04 | Top of slab | m² | 80
SD8.4.8 | 170.09 | Screeds
|  | .01 | 70mm thick average screed to falls |  | m² | 579
| 170.10 | Joints:
|  | .01 | .01 | 15 mm Jointex between concrete surface
|  |  |  | and brickwork | m | 39
SD8.5 |  | .02 | Isolation joints:
|  |  | .01 | 15 mm Jointex between concrete surface
|  |  |  | and 230mm brickwork | m | 78
|  |  | .02 | 12 mm Jointex between concrete surface
|  |  |  | and 230mm brickwork | m | 234
SD8.6 | 170.11 | Manufacture (or supply) and erect precast elements
for units bigger than 0,5 m³ of formed concrete:
|  | .01 | The following types and sizes, complete with
box-outs for covers, etc, lifting handles or hooks,
reinforcing (allow 120 kg/m³), smooth off-shutter
finish to all surfaces, drip grooves, etc:
|  |  | .01 | 3,275 m x 1,370 m x 200 mm thick roof slab
panel as shown on Drawing No.
|  |  |  | 111242-0000-DRG-WW-0501 | number | 15
|  |  | .02 | 2,820 m x 1,350 m x 200 mm thick roof slab
panel as shown on Drawing No.
|  |  |  | 111242-0000-DRG-WW-0502 | number | 5
|  |  | .03 | 2,820 m x 1,050 m x 200 mm thick roof slab
panel as shown on Drawing No.
|  |  |  | 111242-0000-DRG-WW-0502 | number | 20
|  |  | .04 | 2,45 m x 2,45 m x 150 mm thick roof slab
panel, tapered down to 125 mm thick around
edges as shown on Drawing No.
|  |  |  | 111242-0000-DRG-WW-0500 | number | 9
|  |  | .05 | Square manhole shaft unit size
2,0 m x 2,0 m x 1,0 m high internally with
125 mm thick walls complete with toggle type
joints as supplied by SPC or equal approved
as shown on Drawing No.
|  |  |  | 111242-0000-DRG-WW-0500 | number | 18
|  |  | .06 | 2,700 m x 1,443 m x 150 mm thick roof slab
panel as shown on Drawing No.
|  |  |  | 111242-0000-DRG-WW-0508 | number | 6
|  |  | .07 | 4,428 m x 1,200 m x 150 mm thick roof slab
complete with and including 12mm stainless
|  |  |  | steel round bar lifting hooks | number | 5
2001 CC | Carried forward
SECTION 2001 CC
PAYMENT
REFERS | ITEM |  |  | DESCRIPTION | UNIT | QUAN- | RATE | AMOUNT
TO | NO |  |  |  |  | TITY
Brought forward
SD8.6 | 170.11 |  | .08 | 4,658 m x 1,200 m x 150 mm thick roof slab
| (cont) |  |  | complete with and including 12mm stainless
steel round bar lifting hooks
|  |  |  | 111242-0000-DRG-WW-0509 | number | 5
|  |  | .09 | 4681 x 1200 x 150mm Precast pre-stressed
slab complete with and including 12mm
|  |  |  | stainless round bar lifting hooks,removable slab | number | 5
|  |  | .10 | 1,000 m x 1,000 m x 350 mm thick precast
|  |  |  | lockable lid over concrete slab | number | 1
|  |  | .11 | 1,050 m x 5,300 m x 200 mm thick roof slab
complete with and including 12mm stainless
steel round bar lifting hooks, 700mm dia
sans 558 type 4 steel manhole cover and
|  |  |  | frame with lockable cover | number | 1
|  |  | .12 | 1,050 m x 5,300 m x 200 mm thick roof slab
complete with and including 12mm stainless
|  |  |  | steel round bar lifting hooks and vent pipe | number | 1
|  |  | .13 | 1,050 m x 5,300 m x 200 mm thick roof slab
complete with and including 12mm stainless
|  |  |  | steel round bar lifting hooks | number | 4
|  |  | .14 | 5,300 m x 1,050 m x 200 mm thick
roof slab panel as shown on Drawing No.
|  |  |  | 111242-0000-DRG-WW-0513 | number | 6
|  | .02 | Dowels / guides:
|  |  | .01 | Piles -Dowel Y16 Into vertical piles using
|  |  |  | hilti-hit HY-200 Into 18dia x 250mm deep holes | number | 124
|  |  | .02 | Plinths -Dowel Y16 Into vertical piles using
|  |  |  | hilti-hit HY-200 Into 18dia x 200mm deep holes | number | 184
SD8.8 | 170.12 | HD bolts and miscellaneous metal work:
|  | .01 | Steel strap pipe fixing bracket complete with
malthoid packings as shown on Drawing No's
111242-0000-DRG-WW-0502-0503
|  |  | .01 | 200 mm dia pipe | number | 10
|  |  | .02 | 700 mm dia pipe | number | 48
|  | .02 | 10 mm thick x 2.020 m long x 1,60 m girth L-shaped
galvanized steel plate fixed with chemical anchors
at maximum 200 mm centres in both directions to
concrete walls and floors as shown on Drawing No.
|  |  | 111242-0000-DRG-WW-0502 |  | number | 5
|  | .03 | Galvanized mild steel grid formed of 100 mm x
3 mm thick x 1 600 mm long flat section base plate
with 20 mm dia x 150 mm long studs welded on at
150 mm centres and six times bolted to concrete
with chemical anchors as shown on Drawing No.
|  |  | 111242-0000-DRG-WW-0502 |  | number | 70
2001 CC | Carried forward
SECTION 2001 CC
PAYMENT
REFERS | ITEM |  |  | DESCRIPTION | UNIT | QUAN- | RATE | AMOUNT
TO | NO |  |  |  |  | TITY
Brought forward
SD8.8 | 170.12 | .04 | 254 x 146 x 32 I- Section Crawl Beam with
| (cont) |  | manual chain blocks fixed to soffits of culverts
|  |  | with "Hilti Hit RE-500 inside the jacking tunnel |  | m | 92
|  | .05 | 254 x 146 x 43 crawl beam fixed to soffits of beams
with 'Hilti HIT RE-500' complete as per drawing
|  |  | 111242-0000-DRG-SS-3003 |  | m | 33
|  | .06 | Pipe support brackets complete with 100 x 10mm
flat bar clamp lined with 990 x 100 x 10mm thick
rubber strip. Including 6mm thick gusset connected
by M16 SS bolts with nyloc nuts and 100 mm thick
plate connected to 75 x 75 x 6mm SS angle with
6 mm thick ribs. Fixed to concrete using 80 x 80 x
8mm SS angle and M16 stainless steel chemical
anchors. As seen on Drawing No.
|  |  | 111242-0000-DRG-WW-0509 |  | number | 6
|  | .07 | Pipe support brackets bolted to concrete base
|  |  | (TBC) |  | number | 12
SD8.13 | 170.13 | Miscellaneous work other than metal
work:
|  | .01 | Malthoid insulation between steel pipes and steel
straps:
|  |  | .01 | 3 mm thick x 50 mm wide strips | m | 119
|  |  | .02 | 3 mm thick x 60 mm wide strips | m | 119
|  |  | .03 | 10 mm thick x 70 mm wide strips | m | 10
|  | .02 | Malthoid insulation between steel pipes and
concrete surfaces:
|  |  | .01 | 3 mm thick x 200 mm wide strips | m | 80
|  |  | .02 | 3 mm thick x 250 mm wide strips | m | 80
|  |  | .03 | HPDE insulation pads 1,6 mm thick between
steel pipes and concrete surfaces (at thrust
|  |  |  | blocks) | m² | 10
|  |  | .04 | Cement : sand floor screeds with falls including
|  |  |  | a smooth towelled finish to top | m² | 250
SD8.12 | 170.14 | Cast in of pipes with or without puddle
flanges:
|  | .01 | Up to 300 mm nominal bore:
|  |  | .01 | Through 200 mm thick wall | number | 10
|  |  | .02 | Through 300 mm thick wall | number | 5
2001 CC | Carried forward
SECTION 2001 CC
PAYMENT
REFERS | ITEM |  |  | DESCRIPTION | UNIT | QUAN- | RATE | AMOUNT
TO | NO |  |  |  |  | TITY
Brought forward
SD8.12 | 170.14 | .02 | Over 300 mm up to 700 mm nominal
| (cont) |  | bore:
|  |  | .01 | Through 200 mm thick floor slab | number | 9
|  |  | .02 | Through 250 mm thick wall | number | 10
|  |  | .03 | Through 450 mm thick wall | number | 2
SANS | 170.15 | Accessories:
1200 LE
8.2.10 |  | .01 | Manhole covers including frames:
|  |  | .01 | 700mm diameter manhole cover and frame with
lockable cover to SANS 558 Type 4 Mild Steel
as seen on Drawing No.
|  |  |  | 111242-0000-DRG-WW-0501 (Detail B) | number | 18
|  | .02 | Step irons:
|  |  | .01 | Calcamite 4 Ever type step irons | number | 176
|  | .03 | Air breather as shown on Drawing No.
111242-0000-DRG-WW-0502 complete including
|  |  | casting into precast or in-situ concrete roof slabs |  | number | 4
|  | .04 | Submersible pump connected to 160mm dia pipe |  | number | 1
SANS | 170.16 | Soilcrete:
1200 DB
PSDB 8.3.2 |  | .01 | Soilcrete backfill where directed by the
|  |  | Engineer |  | m³ | 100
SANS | 170.17 | Pipes in subsurface drains:
1200 DB
PSDB 8.3.2 |  | .01 | Normal duty uPVC pipes complete with couplings:
|  |  | .01 | 160 mm internal dia, perforated | m | 100
| 170.18 | Shotcrete to walls - complete with mesh, anchor
bolts and wick drain at 1m c/c to specialists details
|  | .01 | Class 15 MPa/19 mm concrete of:
|  |  | .01 | 200 mm thick average | m² | 109
|  |  | .02 | 200 mm thick average gunite between piles | m² | 683
TOTAL SECTION 2001 CC CARRIED TO SUMMARY

## 1200HA
SECTION 1200 HA
PAYMENT
REFERS | ITEM |  |  | DESCRIPTION | UNIT | QUAN- | RATE | AMOUNT
TO | NO |  |  |  |  | TITY
SANS | 181.00 | STRUCTURAL STEELWORK (SUNDRY
1200 HA |  | ITEMS)
PSHA
8.3.1 | 181.01 | Structural steel:
|  | .01 | Pipe support brackets complete with
100 x 10mm flat bar clamp lined with
990 x 100 x 10mm thick rubber strip
including 6mm thick gusset connected by
M16 SS bolts with nyloc nuts and 10mm
thick plate connected to 75 x 75 x 6mm
SS angle with 6mm thick ribs. Fixed to
concrete using 80 x 80 x 8mm SS angle
|  |  | and M16 stainless steel chemical anchors |  | number | 3
8.3.2 | 181.02 | Handrails
|  | .01 | Handrail assembly complete:
|  |  | .01 | Horizontal | m | 33
8.3.3 | 181.03 | Ladders, complete and installed:
|  | .01 | Galvanized mild steel ladders
bolted to concrete walls complete as
shown on Drawings
|  |  | .01 | Air Valve Chambers | number | 9
|  |  | .02 | Isolating Valve Chambers | number | 5
|  |  | .03 | Scour Valve Chambers | number | 5
|  |  | .04 | Water Meter Chambers | number | 2
|  |  | .05 | PRV Chambers | number | 1
|  | .02 | Galvanized mild steel ladders
bolted to concrete walls complete as
shown on Drawing no.
111242-0000-DRG-WW-0515
|  |  | .01 | Access Chamber 1 (10m high
|  |  |  | cat-ladder) | number | 3
|  | .03 | Galvanized mild steel ladders
bolted to concrete walls complete as
shown on Drawing no.
111242-0000-DRG-WW-0513
|  |  | .01 | Access Chamber 2 (4.45m high
|  |  |  | cat-ladder) | number | 1
8.3.4 | 181.04 | Walkway flooring, complete and installed
with frames:
|  | .01 | As shown on Drawing No
|  |  | 111242-0000-DRG-SS-3002 & 3003 |  | m² | 17
| 181.05 | Staircases, complete and installed :
|  | .01 | As shown on Drawing No
|  |  | 111242-0000-DRG-SS-3002 & 3003 |  | m² | 1
TOTAL SECTION 1200 HA CARRIED TO SUMMARY

## 1200L
SECTION 1200 L
PAYMENT
REFERS | ITEM |  |  | DESCRIPTION | UNIT | QUAN- | RATE | AMOUNT
TO | NO |  |  |  |  | TITY
SANS | 210.00 | MEDIUM-PRESSURE PIPELINES
1200 L
|  | 1 | Fittings are regarded as special pipes
and not measured as extra over items
|  | 2 | Direction changes < 5° not measured
as specials and must be
accommodated in the laying of the
pipes
|  | 3 | All new specials to be manufactured
and lined and coated as per
pipe specifications included in this
Project Document
|  | 4 | All Steel Pipelines shall be Spirally
welded and butt welded (Longitudinal
Welded pipes shall not be considered in
these circumstances)
8.2.1 | 210.01 | Supply, lay and bed on bedding as shown on
Drawings no. 111242-0000-DRG-WW-0301 to -0310
or fixed above ground inside structures, complete
with on-site welding joints, testing, etc:
|  | .01 | Grade X42 to API 5L welded steel pipes,
with Single Coat Solvent Free Liquid Epoxy
lining (600 microns DFT) and coating with Rigid
Polyurethane (2000 microns DFT) or similar
approved by JW:
|  |  | .01 | 610 mm dia x 8 mm thickness | m | 3166
|  |  | .02 | 710 mm dia x 8 mm thickness | m | 2886
8.2.1 | 210.02 | Supply, lay, joint and install inside concrete
sleeve pipe including skids, steel straps, malthoid
packings, sand, cement, bentonite, grout, etc.
complete with on-site welding joints, testing, etc
as shown on Drawing no 111242-0000-
WW-DRG-0506
|  | .01 | Grade X42 to API 5L welded steel pipes,
with Single Coat Solvent Free Liquid Epoxy
lining (600 microns DFT) and coating with Rigid
Polyurethane (2000 microns DFT) or similar
approved by JW:
|  |  | .01 | 609 mm dia x 8 mm thickness
|  |  |  | (pipes in 18 m lengths) | m | 371
|  |  | .02 | 710 mm dia x 8 mm thickness
|  |  |  | (pipes in 18 m lengths) | m | 291
8.2.1 | 210.03 | Supply, joint Horizontal Drilling pipes:
|  | .01 | HDPE PE 100 PN 16 SDR11 pipes, to
SANS 4427, butt welded to SANS 0269
|  |  | .01 | 630 mm dia (pipes in 6 m lengths) | m | 371
|  |  | .02 | 710 mm dia (pipes in 6 m lengths) | m | 291
1200 L | Carried forward
SECTION 1200 L
PAYMENT
REFERS | ITEM |  |  | DESCRIPTION | UNIT | QUAN- | RATE | AMOUNT
TO | NO |  |  |  |  | TITY
Brought forward
8.2.1 | 210.03 | Supply, lay and bed on flexible pipe
bedding, complete with couplings:
|  | .02 | mPVC class 16, to SANS 966 Part 2
pipes with spigot and socket ends:
|  |  | .01 | 315 mm dia pipe | m | 62
8.2.2 | 210.04 | Extra over items 210.01 and 210.02 for the
supplying laying, jointing and bedding below
ground or installed in structures, of fittings,
specials and valves on Grade X42 to API 5L
welded or flanged steel pipes, with Single Coat
Solvent Free Liquid Epoxy lining and coating
with Rigid Polyurethane (2000 microns DFT) or
similar approved by JW:
ISOLATING VALVE CHAMBER ( x 5):
|  | .01 | Drawing No. 111242-0000-DRG-WW-0501:
Steel grade X42, 8 mm wall thickness, Single
Coat Solvent Free Liquid Epoxy lined and coated
with Rigid Polyurethane, flange drilling to
SANS 1123 T1600/3:
|  |  | .01 | 219 mm dia x 90 degree steel bend, flanged,
|  |  |  | item 6 | number | 10
|  |  | .02 | 219 mm dia x 446 mm steel straight pipe,
|  |  |  | flanged both sides, item 7 | number | 10
|  | .02 | Drawing No. 111242-0000-DRG-WW-0501:
Steel grade X42, 8 mm wall thickness, Single Coat
Solvent Free Liquid Epoxy lining and coating
with Rigid Polyurethane, flange drilling to
SANS 1123 T1600/3:
|  |  | .01 | 711 mm dia x 610 mm dia x 430 mm steel
reducer with 1 500 mm long integral straight
|  |  |  | pipe, item 1 | number | 10
|  |  | .02 | 610 mm dia x 1500mm integral straight pipe,
|  |  |  | item 1 | number | 10
|  |  | .03 | 610 mm dia x 1 450 mm steel puddle pipe,
|  |  |  | flanged one end, item 2 | number | 10
|  |  | .04 | 610 mm dia x 219 mm dia steel tee, all ends
|  |  |  | flanged, item 3 | number | 5
|  |  | .05 | 600 mm dia VOSA non-rising wedge gate
|  |  |  | valve or similar approved, item 4 (Mech) | number | 5
|  |  | .06 | 610 mm dia x 219 mm dia steel tee, all ends
|  |  |  | flanged, item 5 | number | 5
|  |  | .07 | 200 mm dia VOSA non-rising wedge gate
|  |  |  | valve or similar approved, item 8 (Mech) | number | 5
1200 L | Carried forward
SECTION 1200 L
PAYMENT
REFERS | ITEM |  |  | DESCRIPTION | UNIT | QUAN- | RATE | AMOUNT
TO | NO |  |  |  |  | TITY
Brought forward
AIR VALVE CHAMBERS ( x 9):
8.2.2 | 210.04 | .03 | Drawing No. 111242-0000-DRG-WW-0500:
| (cont) |  | Steel grade X42, 8 mm wall thickness, Single Coat
Solvent Free Liquid Epoxy lining and coating with
Rigid Polyurethane, flange drilling to SANS 1123
T1600/3:
|  |  | .01 | 711 mm dia x 355 mm dia x
1181 mm steel tee, flanged both ends,
|  |  |  | with crotch plates, item 1 | number | 5
|  | .03 | .02 | 610 mm dia x 355 mm dia x 1181 mm steel
tee, flanged both ends, with crotch plates,
|  |  |  | item 1 | number | 4
|  | .04 | Drawing No. 111242-0000-DRG-WW-0500:
Steel grade X42, 8 mm wall thickness, Single
Coat Solvent Free Liquid Epoxy lining and coating
with Rigid Polyurethane, flange drilling to
SANS 1123 T1600/3:
|  |  | .01 | 150 mm x 60 mm x 25 mm triangular shaped
|  |  |  | support bracket welded on, item 2 | number | 36
|  |  | .02 | 520 mm dia x 30 mm thick flange one end
fitting with 100 mm dia x 250 mm steel
spool pipe with 220 mm dia x 14 mm thick
|  |  |  | flange one end, and lifting hooks, item 3 | number | 7
|  |  | .03 | 520 mm dia x 30 mm thick flange one end
fitting with 200 mm dia x 250 mm steel
spool pipe with 340 mm dia x 22 mm thick
|  |  |  | flange one end, and lifting hooks, item 3 | number | 2
|  |  | .04 | 100 mm dia non-rising spindle
|  |  |  | resilient seal gate valve, item 4 | number | 7
|  |  | .05 | 200 mm dia VOSA non-rising spindle wedge
|  |  |  | gate valve, or similar approved, item 4 | number | 2
|  |  | .06 | 100 mm dia Vent-O-Mat Series RBX double
orifice air valve with anti shock orifice
|  |  |  | mechanism, item 5 | number | 7
|  |  | .07 | 200 mm dia Vent-O-Mat Series RBX double
RBX double orifice air valve with anti shock
|  |  |  | orifice mechanism, item 5 | number | 2
|  |  | .08 | Site welding, testing and repairs:
|  |  |  | .01 711 mm dia pipe to fitting or special | number | 7
|  |  |  | .02 610 mm dia pipe to fitting or special | number | 2
1200 L | Carried forward
SECTION 1200 L
PAYMENT
REFERS | ITEM |  |  | DESCRIPTION | UNIT | QUAN- | RATE | AMOUNT
TO | NO |  |  |  |  | TITY
Brought forward
SCOUR VALVE CHAMBERS ( x 5):
8.2.2 | 210.04 | .05 | Drawing No.
| (cont) |  | 111242-0000-DRG-WW-0502: Steel
grade X42, 8 mm wall thickness, Single Coat
Solvent Free Liquid Epoxy lining and coating
with Rigid Polyurethane, flange drilling to
SANS 1123 T1600/3:
|  |  | .01 | 711 mm dia x 4 800 mm double puddle pipe
combination fitting with CP connection point,
comprising 711 mm dia x 219 mm dia flanged
|  |  |  | scour outlet, item 1 | number | 3
|  |  | .02 | 610 mm dia x 4 800 mm double puddle pipe
combination fitting with CP connection point,
comprising 610 mm dia x 219 mm dia flanged
|  |  |  | scour outlet, item 1 | number | 2
|  |  | .03 | 200 mm dia wedge gate valve, both ends,
|  |  |  | flanged, item 2 (Mech) | number | 10
|  |  | .04 | 219 mm dia x 614 mm spool pipe, both ends
|  |  |  | flanged, item 3 | number | 5
|  |  | .05 | 219 mm dia x 1 062 mm puddle pipe with CP
|  |  |  | connection point, item 5 | number | 5
|  |  | .06 | Site welding, testing and repairs:
|  |  |  | .01 711 mm dia pipe to fitting or special | number | 5
WATER METER CHAMBERS ( x 2):
|  | .06 | Drawing No. 111242-0000-DRG-WW-0508:
Steel grade X42, 8 mm wall thickness, 16 bar,
Single Coat Solvent Free Liquid Epoxy lining and
coating with Rigid Polyurethane, flange drilling to
SANS 1123 T1600/3:
|  |  | .01 | 315 mm dia x 219 mm dia steel reducer with
315 mm dia integral straight mPVC pipe,
|  |  |  | both ends flanged, item 1 | number | 4
|  |  | .02 | 219 mm dia x 1 200 mm steel puddle pipe,
|  |  |  | both ends flanged, item 2 | number | 4
|  |  | .03 | 200 mm dia VOSA non-rising wedge gate
|  |  |  | valve or similar approved, item 3 (Mech) | number | 2
|  |  | .04 | 219 mm dia x 1 000 mm dia steel
|  |  |  | pipe, both ends flanged, item 4 | number | 2
|  |  | .05 | Woltman WP-type water meter or
|  |  |  | similar approved, item 5 | number | 2
|  |  | .06 | 219 mm dia x 582 mm dia steel
|  |  |  | pipe, one end flanged, item 6 | number | 2
|  |  | .07 | 219 mm dia x 200 mm dia steel straight pipe,
|  |  |  | flanged both ends, item 7 | number | 2
|  |  | .08 | Sensus DN200 water strainer or
|  |  |  | similar approved, item 8 | number | 2
1200 L | Carried forward
SECTION 1200 L
PAYMENT
REFERS | ITEM |  |  | DESCRIPTION | UNIT | QUAN- | RATE | AMOUNT
TO | NO |  |  |  |  | TITY
Brought forward
ACCESS CHAMBER 1 ( x 1):
8.2.2 | 210.04 | .07 | Drawing No. 111242-0000-DRG-WW-0509:
| (cont) |  | Steel grade X42, 8 mm wall thickness, Single Coat
Solvent Free Liquid Epoxy lining and coating with
Rigid Polyurethane, flange drilling to
SANS 1123 T1600/3:
|  |  | .01 | 711 mm dia x 1500mm integral
|  |  |  | straight pipe, flanged one end, item 1 | number | 1
|  |  | .02 | 711 mm dia x 1 550 mm steel puddle pipe,
|  |  |  | flanged both ends, item 2 | number | 1
|  |  | .03 | 711 mm dia x 90 degree steel
|  |  |  | bend, flanged both ends, item 3 | number | 2
|  |  | .04 | 711 mm dia x 4 000 mm steel straight pipe,
|  |  |  | flanged both ends, item 5 | number | 1
|  |  | .05 | 711 mm dia x 7 453 mm steel straight pipe,
flanged both ends, (length to be confirmed
|  |  |  | on site), item 6 | number | 1
ACCESS CHAMBER 2 ( x 1):
|  | .08 | Drawing No. 111242-0000-DRG-WW-0513:
Steel grade X42, 8 mm wall thickness, Single Coat
Solvent Free Liquid Epoxy lining and coating
with Rigid Polyurethane, flange drilling to
SANS 1123 T1600/3:
|  |  | .01 | 711 mm dia x 1 000 mm steel straight pipe,
|  |  |  | flanged both ends, item 1 | number | 1
|  |  | .02 | 711 mm dia x 2 725 mm steel puddle pipe,
|  |  |  | flanged both ends, item 2 | number | 1
|  |  | .03 | 711 mm dia x 4 000 mm steel straight pipe,
|  |  |  | flanged both ends, item 3 | number | 1
8.2.2 | 210.05 | Extra over item 210.01.01 for the supplying
laying, jointing and bedding below ground
or installed in structures, of fittings, specials
and valves on Grade X42 to API 5L (16 bar)
flanged steel pipes with Single Coat Solvent
Free Liquid Epoxy lining and external coating
with Rigid Polyurethane or similar approved:
|  | .01 | Bends:
|  |  | .01 | Bends in change of 610 mm dia
pipe directions:
|  |  |  | .01 Over 5° up to 10° | number | 8
|  |  |  | .02 Over 10° up to 15° | number | 4
|  |  |  | .03 Over 15° up to 20° | number | 4
|  |  |  | .04 Over 20° up to 25° | number | 2
|  |  |  | .05 Over 25° up to 30° | number | 5
1200 L | Carried forward
SECTION 1200 L
PAYMENT
REFERS | ITEM |  |  | DESCRIPTION | UNIT | QUAN- | RATE | AMOUNT
TO | NO |  |  |  |  | TITY
Brought forward
8.2.2 | 210.05 | .01 | .01 | .06 Over 30° up to 35° | number | 3
(cont)
|  |  |  | .07 Over 35° up to 40° | number | 2
|  |  |  | .08 Over 40° up to 45° | number | 3
|  |  |  | .09 Over 45° up to 50° | number | 1
|  |  |  | .10 Over 50° up to 55° | number | 1
|  |  |  | .11 Over 55° up to 60° | number | 1
|  |  |  | .12 Over 70° up to 75° | number | 1
|  |  |  | .13 Over 75° up to 80° | number | 1
|  |  |  | .14 Over 80° up to 85° | number | 3
|  |  |  | .15 Over 85° up to 90° | number | 4
|  |  |  | .16 Over 95° up to 100° | number | 1
|  | .01 | .02 | Bends in change of 711 mm dia
pipe directions:
|  |  |  | .01 Over 5° up to 10° | number | 18
|  |  |  | .02 Over 10° up to 15° | number | 5
|  |  |  | .03 Over 15° up to 20° | number | 3
|  |  |  | .04 Over 20° up to 25° | number | 2
|  |  |  | .05 Over 25° up to 30° | number | 3
|  |  |  | .06 Over 40° up to 45° | number | 2
|  |  |  | .07 Over 45° up to 50° | number | 1
|  |  |  | .08 Over 55° up to 60° | number | 1
|  |  |  | .09 Over 65° up to 70° | number | 1
|  |  |  | .10 Over 70° up to 75° | number | 1
|  |  |  | .11 Over 80° up to 85° | number | 2
|  |  |  | .12 Over 85° up to 90° | number | 4
|  |  |  | .13 Over 90° up to 95° | number | 4
|  |  |  | .14 Over 105° up to 110° | number | 2
|  |  | .03 | Site welding, testing and repairs:
.01 711 mm dia pipe to pipe fitting
|  |  |  | or special | number | 10
.02 610 mm dia pipe to pipe fitting
|  |  |  | or special | number | 10
1200 L | Carried forward
SECTION 1200 L
PAYMENT
REFERS | ITEM |  |  | DESCRIPTION | UNIT | QUAN- | RATE | AMOUNT
TO | NO |  |  |  |  | TITY
Brought forward
8.2.2 | 210.05 | .02 | Tees:
(cont)
|  |  | .01 | 610 mm dia x 610 mm dia | number | 2
|  |  | .02 | 711 mm dia x 711 mm dia | number | 3
|  |  | .03 | 812 mm dia x 711 mm dia | number | 1
|  | .03 | Reducers:
|  |  | .01 | 610 mm dia x 315 mm dia | number | 2
|  |  | .02 | 711 mm dia x 315 mm dia | number | 3
|  |  | .03 | 711 mm dia x 610 mm dia | number | 1
|  | .04 | Blank flange:
|  |  | .01 | 610 mm dia | number | 2
|  |  | .02 | 711 mm dia | number | 3
8.2.2 | 210.06 | Extra over item 210.03.01 for the supplying,
laying and bedding of mPVC specials complete
with couplings:
|  | .01 | Flange adaptor:
|  |  | .01 | 315 mm dia | number | 3
|  | .02 | Blank flange:
|  |  | .01 | 315 mm dia | number | 3
|  | .03 | End caps:
|  |  | .01 | 315 mm dia | number | 3
| 210.07 | Extra over item 210.03.02 for the supplying laying,
jointing and bedding below ground or installed in
structures, of fittings, specials and valves on
PE 100 PN 16 SDR11, SANS 10269 HDPE pipes,
butt welded:
|  | .01 | HDPE stubs and backing rings for the
following sizes:
|  |  | .01 | 630 mm dia | number | 12
|  |  | .02 | 710 mm dia | number | 4
|  |  | .03 | 800 mm dia | number | 2
PSL
8.2.11 | 210.08 | Anchor/thrust blocks and pedestals:
|  | .01 | Concrete:
|  |  | .01 | Class 20 MPa/19 mm | m³ | 200
1200 L | Carried forward
SECTION 1200 L
PAYMENT
REFERS | ITEM |  |  | DESCRIPTION | UNIT | QUAN- | RATE | AMOUNT
TO | NO |  |  |  |  | TITY
Brought forward
8.2.15 | 210.09 | Special wrapping in corrosive soil:
|  | .01 | Denso tape wrapping to steel pipes, fittings etc:
|  |  | .01 | 610 mm dia | m | 100
|  |  | .02 | 711 mm dia | m | 100
|  |  | .03 | 812 mm dia | m | 100
| 210.10 | Extra over item 210.01 above for on-site cutting of
straight pipes to suite fixed chainage lengths,
fittings or specials and chamber positions
including site welding, testing and repairing of new
joints, for:
|  |  | .01 | 610 mm dia x 8 mm thickness | number | 30
|  |  | .02 | 711 mm dia x 8 mm thickness | number | 40
PSL | 210.11 | Pipeline route markers:
8.2.18
|  | .01 | Type as shown on Drawing No.
|  |  | 111242-0000-DRG-WW-0507 |  | number | 160
PSL
8.2.19 | 210.12 | Connection to existing main supply pipe:
|  | .01 | Supply and install fittings and specials on bedding,
complete with on-site welding, couplings, testing
|  |  | etc at existing water meter chamber tie-in: |  | number | 1
|  | .02 | Supply and install fittings and specials on bedding,
complete with on-site welding, couplings, testing
etc at existing 800mm dia. water pipeline at
|  |  | Bridal Veil Road tie-in: |  | number | 1
|  | .03 | Supply and install fittings and specials on bedding,
complete with on-site welding, couplings, testing
etc at existing water pipeline at Harry Galaun
|  |  | Drive tie-in: |  | number | 1
PSL | 210.13 | Cathodic Protection Work by Contractor |  |  | P. Sum | 1 | 875000 | 875000
8.2.20
PSL | 210.14 | AC Mitigation Work by Contractor |  |  | P. Sum | 1 | 875000 | 875000
8.2.22
| 210.15 | CCTV pipe inspections |  |  | m | 6847
| 210.16 | Non-Destructive Testing (NDT) for pipe |  |  | sum | 194
welding on site
TOTAL SECTION 1200 L CARRIED TO SUMMARY

## 1200LB
SECTION 1200 LB
PAYMENT
REFERS | ITEM |  |  | DESCRIPTION | UNIT | QUAN- | RATE | AMOUNT
TO | NO |  |  |  |  | TITY
SANS | 211.00 | BEDDING (PIPES)
1200 LB
BEDDING FOR WATER PIPES
|  | Note: |  | Beddings as shown on Drawing
No 111242-0000-DRG-WW-0504
PSLB
8.2.1 | 211.01 | Provision of bedding from trench
excavation:
|  | .01 | Selected granular material |  | m³ | 20
|  | .02 | Selected fill material |  | m³ | 20
PSLB | 211.02 | Supply only of bedding by importation:
8.2.2
|  | .01 | From other necessary excavations:
|  |  | .01 | Selected granular material | m³ | 100
|  |  | .02 | Selected fill material | m³ | 100
|  | .02 | From commercial sources:
|  |  | .01 | Selected granular material | m³ | 3389
|  |  | .02 | Selected fill material | m³ | 4612
8.2.4 | 211.04 | Encasing of pipes in concrete:
|  | .01 | 30MPa/19mm concrete encasing, incl
formwork
|  |  | .01 | 710 mm dia steel pipe | m³ | 100
8.2.7 | 211.05 | Extra over item 211.04 above for:
|  | .01 | Mild steel reinforcement |  | t | 10
SANS | 211.07 | High-tensile welded mesh in the
2001 CC |  | following:
8.3.2
|  | .01 | Ref 395 in concrete encasing around
|  |  | pipes |  | m² | 100
TOTAL SECTION 1200 LB CARRIED TO SUMMARY

## 1200LE
SECTION 1200 LE
PAYMENT
REFERS | ITEM |  |  | DESCRIPTION | UNIT | QUAN- | RATE | AMOUNT
TO | NO |  |  |  |  | TITY
SANS | 214.00 | STORMWATER DRAINAGE
1200 LE
8.2.10 | 214.01 | Accessories:
|  | .01 | Submersible pump connected to 160mm dia pipe |  | No | 2
PSLE | 214.02 | Pipes in subsurface drains:
8.2.14
|  | .01 | Normal duty uPVC pipes complete
with couplings:
|  |  | .01 | 160 mm internal dia, perforated | m | 100
|  |  | .02 | 160 mm internal dia, perforated | m | 28
PSLE | 214.03 | Geofabric
8.2.15
|  | .01 | A4 Bidum Geotextile or similar approved |  | m² | 8
PSLE | 214.04 | Crushed stone in subsurface drains
8.2.16
|  | .01 | Single sized crushed stone, ,nominal size
|  |  | 19mm clean washed aggregate |  | m³ | 4
TOTAL SECTION 1200 LE CARRIED TO SUMMARY

## 1200LG
SECTION 1200 LG
PAYMENT
REFERS | ITEM |  |  | DESCRIPTION | UNIT | QUAN- | RATE | AMOUNT
TO | NO |  |  |  |  | TITY
SANS | 216.00 | PIPE JACKING
1200 LG
ROAD CROSSING:1
8.2.1 | 216.01 | Jacking establishment:
|  | .01 | Fixed charges |  | sum | 1
|  | .02 | Time-related charges |  | sum | 1
8.2.2 | 216.02 | Supply of pipes to be jacked:
|  | .01 | 1 371 mm dia (OD), 100D concrete sleeve
|  |  | pipe (in-the-wall joint), according to SANS 677 |  | m | 77
8.2.3 | 216.03 | Jacking of pipes:
|  | .01 | 1 371 mm dia (OD), 100D concrete sleeve
|  |  | pipe (in-the-wall joint), according to SANS 677 |  | m | 77
8.2.4 | 216.04 | Excavation for jacking:
|  | .01 | Soft excavation |  | m³ | 114
|  | .02 | Intermediate excavation |  | m³ | 34
|  | .03 | Hard rock excavation |  | m³ | 11
8.2.5 | 216.05 | Extra over items 216.01 and 216.04 for
|  | unforeseen rock or boulders |  |  | Prov sum | 1 | 20000 | 20000
8.2.9 | 216.06 | Stabilization of unstable areas or
grouting of voids where ordered:
|  | .01 | Provision and establishment of equipment on
|  |  | site, and removal on completion of operation |  | sum | 1
|  | .02 | Operation of equipment |  | day | 2
|  | .03 | Materials used |  | m³ | 53
8.2.10 | 216.07 | Standing time for pipe jacking gang and the
|  | jacking equipment covered by item 216.01 |  |  | h | 40
ROAD CROSSING:2
8.2.1 | 216.11 | Jacking establishment:
|  | .01 | Fixed charges |  | sum | 1
|  | .02 | Time-related charges |  | sum | 1
8.2.2 | 216.12 | Supply of pipes to be jacked:
|  | .01 | 1 371 mm dia (OD), 100D concrete sleeve
|  |  | pipe (in-the-wall joint), according to SANS 677 |  | m | 46
8.2.3 | 216.13 | Jacking of pipes:
|  | .01 | 1 371 mm dia (OD), 100D concrete sleeve
|  |  | pipe (in-the-wall joint), according to SANS 677 |  | m | 46
8.2.4 | 216.14 | Excavation for jacking:
|  | .01 | Soft excavation |  | m³ | 68
|  | .02 | Intermediate excavation |  | m³ | 20
|  | .03 | Hard rock excavation |  | m³ | 7
1200 LG | Carried forward
SECTION 1200 LG
PAYMENT
REFERS | ITEM |  |  | DESCRIPTION | UNIT | QUAN- | RATE | AMOUNT
TO | NO |  |  |  |  | TITY
Brought forward
8.2.5 | 216.15 | Extra over items 216.11 and 216.14 for
|  | unforeseen rock or boulders |  |  | Prov sum | 1 | 20000 | 20000
8.2.9 | 216.16 | Stabilization of unstable areas or
grouting of voids where ordered:
|  | .01 | Provision and establishment of equipment on
|  |  | site, and removal on completion of operation |  | sum | 1
|  | .02 | Operation of equipment |  | day | 2
|  | .03 | Materials used |  | m³ | 32
8.2.10 | 216.17 | Standing time for pipe jacking gang and the
|  | jacking equipment covered by item 216.11 |  |  | h | 40
ROAD CROSSING:3
8.2.1 | 216.21 | Jacking establishment:
|  | .01 | Fixed charges |  | sum | 1
|  | .02 | Time-related charges |  | sum | 1
8.2.2 | 216.22 | Supply of pipes to be jacked:
|  | .01 | 1 371 mm dia (OD), 100D concrete sleeve
|  |  | pipe (in-the-wall joint), according to SANS 677 |  | m | 62
8.2.3 | 216.23 | Jacking of pipes:
|  | .01 | 1 371 mm dia (OD), 100D concrete sleeve
|  |  | pipe (in-the-wall joint), according to SANS 677 |  | m | 62
8.2.4 | 216.24 | Excavation for jacking:
|  | .01 | Soft excavation |  | m³ | 92
|  | .02 | Intermediate excavation |  | m³ | 28
|  | .03 | Hard rock excavation |  | m³ | 9
8.2.5 | 216.25 | Extra over items 216.21 and 216.24 for
|  | unforeseen rock or boulders |  |  | Prov sum | 1 | 20000 | 20000
8.2.9 | 216.26 | Stabilization of unstable areas or
grouting of voids where ordered:
|  | .01 | Provision and establishment of equipment on
|  |  | site, and removal on completion of operation |  | sum | 1
|  | .02 | Operation of equipment |  | day | 2
|  | .03 | Materials used |  | m³ | 43
8.2.10 | 216.27 | Standing time for pipe jacking gang
and the jacking equipment covered
|  | by item 216.21 |  |  | h | 40
ROAD CROSSING:4
8.2.1 | 216.31 | Jacking establishment:
|  | .01 | Fixed charges |  | sum | 1
|  | .02 | Time-related charges |  | sum | 1
1200 LG | Carried forward
SECTION 1200 LG
PAYMENT
REFERS | ITEM |  |  | DESCRIPTION | UNIT | QUAN- | RATE | AMOUNT
TO | NO |  |  |  |  | TITY
Brought forward
8.2.2 | 216.32 | Supply of pipes to be jacked:
|  | .01 | 1 371 mm dia (OD), 100D concrete sleeve
pipe (in-the-wall joint), according to
|  |  | SANS 677 |  | m | 49
8.2.3 | 216.33 | Jacking of pipes:
|  | .01 | 1 371 mm dia (OD), 100D concrete sleeve
pipe (in-the-wall joint), according to
|  |  | SANS 677 |  | m | 49
8.2.4 | 216.34 | Excavation for jacking:
|  | .01 | Soft excavation |  | m³ | 73
|  | .02 | Intermediate excavation |  | m³ | 22
|  | .03 | Hard rock excavation |  | m³ | 7
8.2.5 | 216.35 | Extra over items 216.31 and 216.34 for
|  | unforeseen rock or boulders |  |  | Prov sum | 1 | 20000 | 20000
8.2.9 | 216.36 | Stabilization of unstable areas or
grouting of voids where ordered:
|  | .01 | Provision and establishment of
equipment on site, and removal on
|  |  | completion of operation |  | sum | 1
|  | .02 | Operation of equipment |  | day | 2
|  | .03 | Materials used |  | m³ | 34
8.2.10 | 216.37 | Standing time for pipe jacking gang
and the jacking equipment covered
|  | by item 216.31 |  |  | h | 40
ROAD CROSSING:5
8.2.1 | 216.41 | Jacking establishment:
|  | .01 | Fixed charges |  | sum | 1
|  | .02 | Time-related charges |  | sum | 1
8.2.2 | 216.42 | Supply of pipes to be jacked:
|  | .01 | 1 371 mm dia (OD), 100D concrete sleeve
pipe (in-the-wall joint), according to
|  |  | SANS 677 |  | m | 52
8.2.3 | 216.43 | Jacking of pipes:
|  | .01 | 1 371 mm dia (OD), 100D concrete sleeve
pipe (in-the-wall joint), according to
|  |  | SANS 677 |  | m | 52
8.2.4 | 216.44 | Excavation for jacking:
|  | .01 | Soft excavation |  | m³ | 76
|  | .02 | Intermediate excavation |  | m³ | 23
|  | .03 | Hard rock excavation |  | m³ | 8
1200 LG | Carried forward
SECTION 1200 LG
PAYMENT
REFERS | ITEM |  |  | DESCRIPTION | UNIT | QUAN- | RATE | AMOUNT
TO | NO |  |  |  |  | TITY
Brought forward
8.2.5 | 216.45 | Extra over items 216.41 and 216.44 for
|  | unforeseen rock or boulders |  |  | Prov sum | 1 | 20000 | 20000
8.2.9 | 216.46 | Stabilization of unstable areas or
grouting of voids where ordered:
|  | .01 | Provision and establishment of equipment on
|  |  | site, and removal on completion of operation |  | sum | 1
|  | .02 | Operation of equipment |  | day | 2
|  | .03 | Materials used |  | m³ | 36
8.2.10 | 216.47 | Standing time for pipe jacking gang and the
|  | jacking equipment covered by item 216.41 |  |  | h | 40
ROAD CROSSING:6
| 216.51 | Jacking establishment:
|  | .01 | Fixed charges |  | sum | 1
|  | .02 | Time-related charges |  | sum | 1
8.2.2 | 216.52 | Supply of pipes to be jacked:
|  | .01 | 1 371 mm dia (OD), 100D concrete sleeve
|  |  | pipe (in-the-wall joint), according to SANS 677 |  | m | 65
8.2.3 | 216.53 | Jacking of pipes:
|  | .01 | 1 371 mm dia (OD), 100D concrete sleeve
|  |  | pipe (in-the-wall joint), according to SANS 677 |  | m | 65
8.2.4 | 216.54 | Excavation for jacking:
|  | .01 | Soft excavation |  | m³ | 96
|  | .02 | Intermediate excavation |  | m³ | 29
|  | .03 | Hard rock excavation |  | m³ | 10
8.2.5 | 216.55 | Extra over items 216.51 and 216.54 for
|  | unforeseen rock or boulders |  |  | Prov sum | 1 | 20000 | 20000
8.2.9 | 216.56 | Stabilization of unstable areas or
grouting of voids where ordered:
|  | .01 | Provision and establishment of equipment on
|  |  | site, and removal on completion of operation |  | sum | 1
|  | .02 | Operation of equipment |  | day | 10
|  | .03 | Materials used |  | m³ | 38
8.2.10 | 216.57 | Standing time for pipe jacking gang and the
|  | jacking equipment covered by item 216.51 |  |  | h | 40
ROAD CROSSING:8
8.2.1 | 216.61 | Jacking establishment:
|  | .01 | Fixed charges |  | sum | 1
|  | .02 | Time-related charges |  | sum | 1
1200 LG | Carried forward
SECTION 1200 LG
PAYMENT
REFERS | ITEM |  |  | DESCRIPTION | UNIT | QUAN- | RATE | AMOUNT
TO | NO |  |  |  |  | TITY
Brought forward
8.2.2 | 216.62 | Supply of pipes to be jacked:
|  | .01 | 1 371 mm dia (OD), 100D concrete sleeve
pipe (in-the-wall joint), according to
|  |  | SANS 677 |  | m | 60
8.2.3 | 216.63 | Jacking of pipes:
|  | .01 | 1 371 mm dia (OD), 100D concrete sleeve
pipe (in-the-wall joint), according to
|  |  | SANS 677 |  | m | 60
8.2.4 | 216.64 | Excavation for jacking:
|  | .01 | Soft excavation |  | m³ | 89
|  | .02 | Intermediate excavation |  | m³ | 27
|  | .03 | Hard rock excavation |  | m³ | 9
8.2.5 | 216.65 | Extra over items 216.61 and 216.64 for
|  | unforeseen rock or boulders |  |  | Prov sum | 1 | 20000 | 20000
8.2.9 | 216.66 | Stabilization of unstable areas or
grouting of voids where ordered:
|  | .01 | Provision and establishment of
equipment on site, and removal on
|  |  | completion of operation |  | sum | 1
|  | .02 | Operation of equipment |  | day | 2
|  | .03 | Materials used |  | m³ | 34.92
8.2.10 | 216.67 | Standing time for pipe jacking gang
and the jacking equipment covered
|  | by item 216.61 |  |  | h | 40
ROAD CROSSING:9 (N1 Crossing)
Appointment of a specialist jacking contractor for
the full N1 Crossing jacking scope of 3000 mm dia
x 2500 mm dia x 275 mm thick concrete box
culverts. Complete inlcuding pre-casting of culverts
|  | units on site as well as trust and reception pits |  |  | Prov sum | 1 | 12650000 | 12650000
|  | Overheads, charges and profit on subitem above |  |  | % | 12650000
8.2.1 | 216.71 | Jacking establishment:
|  | .01 | Fixed charges |  | sum | 1
|  | .02 | Time-related charges |  | sum | 1
8.2.2 | 216.72 | Supply of culverts to be jacked:
|  | .01 | 3000 mm dia x 2500 mm dia x 275mm thick,
concrete jacking box culvert with bolts
|  |  | holes for longitudinal ties interlocking joint |  | m | 88
1200 LG | Carried forward
SECTION 1200 LG
PAYMENT
REFERS | ITEM |  |  | DESCRIPTION | UNIT | QUAN- | RATE | AMOUNT
TO | NO |  |  |  |  | TITY
Brought forward
8.2.3 | 216.73 | Jacking of culverts:
|  | .01 | 3000 mm dia x 2500 mm dia x 275mm thick,
concrete jacking box culvert with bolts
holes for longitudinal ties interlocking joint,
including but not limited to drag sheet
|  |  | inserted in slots on jacking shield |  | m | 88
8.2.4 | 216.74 | Excavation for jacking:
|  | .01 | Soft excavation |  | m³ | 569
|  | .02 | Intermediate excavation |  | m³ | 285
|  | .03 | Hard rock excavation |  | m³ | 95
8.2.5 | 216.75 | Extra over items 216.71 and 216.74 for
|  | unforeseen rock or boulders |  |  | Prov sum | 1
8.2.9 | 216.76 | Stabilization of unstable areas or grouting of
voids where ordered:
|  | .01 | Provision and establishment of equipment on
|  |  | site, and removal on completion of operation |  | sum | 1
|  | .02 | Operation of equipment |  | day | 40
|  | .03 | Grouting to voids with cement/bentonite mix |  | m³ | 93
|  | .03 | Materials used |  | m³ | 314
8.2.10 | 216.77 | Standing time for pipe jacking gang and the
|  | jacking equipment covered by item 216.71 |  |  | h | 40
| 216.78 | Miscellaneous
|  | .01 | Risk allowance for potential cracking of road |  | sum | 1
ROAD CROSSING:10
8.2.1 | 216.81 | Jacking establishment:
|  | .01 | Fixed charges |  | sum | 1
|  | .02 | Time-related charges |  | sum | 1
8.2.2 | 216.82 | Supply of pipes to be jacked:
|  | .01 | 1 371 mm dia (OD), 100D concrete sleeve
|  |  | pipe (in-the-wall joint), according to SANS 677 |  | m | 38
8.2.3 | 216.83 | Jacking of pipes:
|  | .01 | 1 371 mm dia (OD), 100D concrete sleeve
|  |  | pipe (in-the-wall joint), according to SANS 677 |  | m | 38
8.2.4 | 216.84 | Excavation for jacking:
|  | .01 | Soft excavation |  | m³ | 56
|  | .02 | Intermediate excavation |  | m³ | 17
|  | .03 | Hard rock excavation |  | m³ | 6
1200 LG | Carried forward
SECTION 1200 LG
PAYMENT
REFERS | ITEM |  |  | DESCRIPTION | UNIT | QUAN- | RATE | AMOUNT
TO | NO |  |  |  |  | TITY
Brought forward
8.2.5 | 216.85 | Extra over items 216.01 and 216.04 for
|  | unforeseen rock or boulders |  |  | Prov sum | 1 | 20000 | 20000
8.2.9 | 216.86 | Stabilization of unstable areas or
grouting of voids where ordered:
|  | .01 | Provision and establishment of equipment on
|  |  | site, and removal on completion of operation |  | sum | 1
|  | .02 | Operation of equipment |  | day | 2
|  | .03 | Materials used |  | m³ | 22
8.2.10 | 216.87 | Standing time for pipe jacking gang and the
|  | jacking equipment covered by item 216.81 |  |  | h | 40
ROAD CROSSING:11
8.2.1 | 216.91 | Jacking establishment:
|  | .01 | Fixed charges |  | sum | 1
|  | .02 | Time-related charges |  | sum | 1
8.2.2 | 216.92 | Supply of pipes to be jacked:
|  | .01 | 1 371 mm dia (OD), 100D concrete sleeve
|  |  | pipe (in-the-wall joint), according to SANS 677 |  | m | 45
8.2.3 | 216.93 | Jacking of pipes:
|  | .01 | 1 371 mm dia (OD), 100D concrete sleeve
|  |  | pipe (in-the-wall joint), according to SANS 677 |  | m | 45
8.2.4 | 216.94 | Excavation for jacking:
|  | .01 | Soft excavation |  | m³ | 66
|  | .02 | Intermediate excavation |  | m³ | 20
|  | .03 | Hard rock excavation |  | m³ | 7
8.2.5 | 216.95 | Extra over items 216.91 and 216.94 for
|  | unforeseen rock or boulders |  |  | Prov sum | 1 | 20000 | 20000
8.2.9 | 216.96 | Stabilization of unstable areas or
grouting of voids where ordered:
|  | .01 | Provision and establishment of equipment on
|  |  | site, and removal on completion of operation |  | sum | 1
|  | .02 | Operation of equipment |  | day | 2
|  | .03 | Materials used |  | m³ | 26
8.2.10 | 216.97 | Standing time for pipe jacking gang and the
|  | jacking equipment covered by item 216.91 |  |  | h | 40
1200 LG | Carried forward
SECTION 1200 LG
PAYMENT
REFERS | ITEM |  |  | DESCRIPTION | UNIT | QUAN- | RATE | AMOUNT
TO | NO |  |  |  |  | TITY
Brought forward
ROAD CROSSING:12
8.2.1 | 217.01 | Jacking establishment:
|  | .01 | Fixed charges |  | sum | 1
|  | .02 | Time-related charges |  | sum | 1
8.2.2 | 217.02 | Supply of pipes to be jacked:
|  | .01 | 1 371 mm dia (OD), 100D concrete sleeve
|  |  | pipe (in-the-wall joint), according to SANS 677 |  | m | 30
8.2.3 | 217.03 | Jacking of pipes:
|  | .01 | 1 371 mm dia (OD), 100D concrete sleeve
|  |  | pipe (in-the-wall joint), according to SANS 677 |  | m | 30
8.2.4 | 217.04 | Excavation for jacking:
|  | .01 | Soft excavation |  | m³ | 44
|  | .02 | Intermediate excavation |  | m³ | 13
|  | .03 | Hard rock excavation |  | m³ | 4
8.2.5 | 217.05 | Extra over items 217.01 and 217.04 for
|  | unforeseen rock or boulders |  |  | Prov sum | 1 | 20000 | 20000
8.2.9 | 217.06 | Stabilization of unstable areas or
grouting of voids where ordered:
|  | .01 | Provision and establishment of equipment on
|  |  | site, and removal on completion of operation |  | sum | 1
|  | .02 | Operation of equipment |  | day | 2
|  | .03 | Materials used |  | m³ | 21
8.2.10 | 217.07 | Standing time for pipe jacking gang and the
|  | jacking equipment covered by item 217.01 |  |  | h | 40
ROAD CROSSING:13
8.2.1 | 217.21 | Jacking establishment:
|  | .01 | Fixed charges |  | sum | 1
|  | .02 | Time-related charges |  | sum | 1
8.2.2 | 217.22 | Supply of pipes to be jacked:
|  | .01 | 1 371 mm dia (OD), 100D concrete sleeve
|  |  | pipe (in-the-wall joint), according to SANS 677 |  | m | 55
8.2.3 | 217.23 | Jacking of pipes:
|  | .01 | 1 371 mm dia (OD), 100D concrete sleeve
|  |  | pipe (in-the-wall joint), according to SANS 677 |  | m | 55
1200 LG | Carried forward
SECTION 1200 LG
PAYMENT
REFERS | ITEM |  |  | DESCRIPTION | UNIT | QUAN- | RATE | AMOUNT
TO | NO |  |  |  |  | TITY
Brought forward
8.2.4 | 217.24 | Excavation for jacking:
|  | .01 | Soft excavation |  | m³ | 81
|  | .02 | Intermediate excavation |  | m³ | 24
|  | .03 | Hard rock excavation |  | m³ | 8
8.2.5 | 217.25 | Extra over items 217.21 and 217.24 for
|  | unforeseen rock or boulders |  |  | Prov sum | 1 | 20000 | 20000
8.2.9 | 217.26 | Stabilization of unstable areas or
grouting of voids where ordered:
|  | .01 | Provision and establishment of equipment on
|  |  | site, and removal on completion of operation |  | sum | 1
|  | .02 | Operation of equipment |  | day | 2
|  | .03 | Materials used |  | m³ | 38
8.2.10 | 217.27 | Standing time for pipe jacking gang
and the jacking equipment covered
|  | by item 217.21 |  |  | h | 40
TOTAL SECTION 1200 LG CARRIED TO SUMMARY

## 1200ME
SECTION 1200 ME
PAYMENT
REFERS | ITEM |  |  | DESCRIPTION | UNIT | QUAN- | RATE | AMOUNT
TO | NO |  |  |  |  | TITY
SABS | 223.00 | SUBBASE
1200 ME
PSDM 8.3.3 | 223.01 | Treatment of roadbed
Roadbed preparation and compaction of
material to (Rip and compact in-situ) :
PSME 8.3.3 | 223.02 | .01 | Minimum of 90% of modified AASHTO
|  |  | maximum density |  | m³ | 20
PSME | 223.03 | Construct the subbase course with
8.3.3 |  | material from commercial sources
|  | .01 | G5 material compacted to 97%
|  |  | modified AASHTO |  | m³ | 20
TOTAL SECTION 1200 ME CARRIED TO SUMMARY

## 1200MF
SECTION 1200 MF
PAYMENT
REFERS | ITEM |  |  | DESCRIPTION | UNIT | QUAN- | RATE | AMOUNT
TO | NO |  |  |  |  | TITY
SABS | 224.00 | BASE
1200 MF
8.3.3 | 224.01 | Construct base with material from
commercial sources or designated
borrow areas:
|  | .01 | Graded crushed stone |  | m³ | 14
TOTAL SECTION 1200 MF CARRIED TO SUMMARY

## PART PC
PARTICULAR SPECIFICATION PC
PAYMENT
REFERS | ITEM |  |  | DESCRIPTION | UNIT | QUAN- | RATE | AMOUNT
TO | NO |  |  |  |  | TITY
PART PC | PC 10 | DIRECTIONAL DRILLING
DRILLING: ROAD CROSSING 2
| PC.11 | Design and site establishment |  |  | sum | 1
| PC.12 | Temporary works for directional drilling |  |  | sum | 1
| PC.13 | Directional drilling and installation of
pipe or cable sleeve:
|  | .01 | 630 mm dia hdpe pipe |  | m | 46
| PC.14 | Extra over items PC 12 and PC 13 for
|  | unforeseen rock or boulders |  |  | m³ | 14
| PC.16 | De-establish quipment on site |  |  | sum | 1
| PC.17 | Standing time for directional drilling
|  | team and equipment |  |  | h | 40
| PC.18 | Stabilization of unstable areas or
grouting of voids where ordered:
|  | .01 | Provision and establishment of equipment on
|  |  | Site, and removal on completion of operation |  | sum | 1
|  | .02 | Operation of equipment |  | day | 10
|  | .03 | Materials used |  | m³ | 10
| PC 20 | DIRECTIONAL DRILLING
DRILLING: ROAD CROSSING 3
| PC.21 | Design and site establishment |  |  | sum | 1
| PC.22 | Temporary works for directional drilling |  |  | sum | 1
| PC.23 | Directional drilling and installation of
pipe or cable sleeve:
|  | .01 | 630 mm dia hdpe pipe |  | m | 62
| PC.24 | Extra over items PC 22 and PC 23 for
|  | unforeseen rock or boulders |  |  | m³ | 19
| PC.26 | De-establish quipment on site |  |  | sum | 1
| PC.27 | Standing time for directional drilling
|  | team and equipment |  |  | h | 40
| PC.28 | Stabilization of unstable areas or
grouting of voids where ordered:
|  | .01 | Provision and establishment of equipment on
|  |  | Site, and removal on completion of operation |  | sum | 1
|  | .02 | Operation of equipment |  | day | 10
|  | .03 | Materials used |  | m³ | 10
PART PC | Carried forward
PARTICULAR SPECIFICATION PC
PAYMENT
REFERS | ITEM |  |  | DESCRIPTION | UNIT | QUAN- | RATE | AMOUNT
TO | NO |  |  |  |  | TITY
Brought forward
| PC 30 | DIRECTIONAL DRILLING
DRILLING: ROAD CROSSING 4
| PC.31 | Design and site establishment |  |  | sum | 1
| PC.32 | Temporary works for directional drilling |  |  | sum | 1
| PC.33 | Directional drilling and installation of
pipe or cable sleeve:
|  | .01 | 630 mm dia hdpe pipe |  | m | 49
| PC.34 | Extra over items PC 32 and PC 33 for
|  | unforeseen rock or boulders |  |  | m³ | 15
| PC.36 | De-establish quipment on site |  |  | sum | 1
| PC.37 | Standing time for directional drilling
|  | team and equipment |  |  | h | 40
| PC.38 | Stabilization of unstable areas or
grouting of voids where ordered:
|  | .01 | Provision and establishment of equipment on
|  |  | Site, and removal on completion of operation |  | sum | 1
|  | .02 | Operation of equipment |  | day | 10
|  | .03 | Materials used |  | m³ | 10
| PC 40 | DIRECTIONAL DRILLING
DRILLING: ROAD CROSSING 5
| PC.41 | Design and site establishment |  |  | sum | 1
| PC.42 | Temporary works for directional drilling |  |  | sum | 1
| PC.43 | Directional drilling and installation of
pipe or cable sleeve:
|  | .01 | 630 mm dia hdpe pipe |  | m | 52
| PC.44 | Extra over items PC 42 and PC 43 for
|  | unforeseen rock or boulders |  |  | m³ | 16
| PC.46 | De-establish quipment on site |  |  | sum | 1
| PC.47 | Standing time for directional drilling
|  | team and equipment |  |  | h | 40
| PC.48 | Stabilization of unstable areas or
grouting of voids where ordered:
|  | .01 | Provision and establishment of
equipment on Site, and removal on
|  |  | completion of operation |  | sum | 1
|  | .02 | Operation of equipment |  | day | 10
|  | .03 | Materials used |  | m³ | 10
PART PC | Carried forward
PARTICULAR SPECIFICATION PC
PAYMENT
REFERS | ITEM |  |  | DESCRIPTION | UNIT | QUAN- | RATE | AMOUNT
TO | NO |  |  |  |  | TITY
Brought forward
| PC 50 | DIRECTIONAL DRILLING
DRILLING: ROAD CROSSING 10
| PC.51 | Design and site establishment |  |  | sum | 1
| PC.52 | Temporary works for directional drilling |  |  | sum | 1
| PC.53 | Directional drilling and installation of
pipe or cable sleeve:
|  | .01 | 710 mm dia hdpe pipe |  | m | 38
| PC.54 | Extra over items PC 52 and PC 53 for
|  | unforeseen rock or boulders |  |  | m³ | 15
| PC.56 | De-establish quipment on site |  |  | sum | 1
| PC.57 | Standing time for directional drilling
|  | team and equipment |  |  | h | 40
| PC.58 | Stabilization of unstable areas or
grouting of voids where ordered:
|  | .01 | Provision and establishment of
equipment on Site, and removal on
|  |  | completion of operation |  | sum | 1
| PC.58 | .02 | Operation of equipment |  | day | 10
|  | .03 | Materials used |  | m³ | 10
| PC 60 | DIRECTIONAL DRILLING
DRILLING: ROAD CROSSING 11
`
| PC.61 | Design and site establishment |  |  | sum | 1
| PC.62 | Temporary works for directional drilling |  |  | sum | 1
| PC.63 | Directional drilling and installation of
pipe or cable sleeve:
|  | .01 | 710 mm dia hdpe pipe |  | m | 45
| PC.64 | Extra over items PC 62 and PC 63 for
|  | unforeseen rock or boulders |  |  | m³ | 18
| PC.66 | De-establish quipment on site |  |  | sum | 1
| PC.67 | Standing time for directional drilling
|  | team and equipment |  |  | h | 40
| PC.68 | Stabilization of unstable areas or
grouting of voids where ordered:
|  | .01 | Provision and establishment of
equipment on Site, and removal on
|  |  | completion of operation |  | sum | 1
|  | .02 | Operation of equipment |  | day | 10
|  | .03 | Materials used |  | m³ | 10
PART PC | Carried forward
PARTICULAR SPECIFICATION PC
PAYMENT
REFERS | ITEM |  |  | DESCRIPTION | UNIT | QUAN- | RATE | AMOUNT
TO | NO |  |  |  |  | TITY
Brought forward
| PC 70 | DIRECTIONAL DRILLING
DRILLING: ROAD CROSSING 12
| PC.71 | Design and site establishment |  |  | sum | 1
| PC.72 | Temporary works for directional drilling |  |  | sum | 1
| PC.73 | Directional drilling and installation of
pipe or cable sleeve:
|  | .01 | 630 mm dia hdpe pipe |  | m | 30
| PC.74 | Extra over items PC 72 and PC 73 for
|  | unforeseen rock or boulders |  |  | m³ | 9
| PC.76 | De-establish quipment on site |  |  | sum | 1
| PC.77 | Standing time for directional drilling
|  | team and equipment |  |  | h | 80
| PC.78 | Stabilization of unstable areas or
grouting of voids where ordered:
|  | .01 | Provision and establishment of
equipment on Site, and removal on
|  |  | completion of operation |  | sum | 1
|  | .02 | Operation of equipment |  | day | 10
|  | .03 | Materials used |  | m³ | 10
TOTAL SECTION PARTICULAR SPECIFICATION PC CARRIED TO SUMMARY

## PART PD
PARTICULAR SPECIFICATION PD
PAYMENT
REFERS | ITEM |  |  | DESCRIPTION | UNIT | QUAN- | RATE | AMOUNT
TO | NO |  |  |  |  | TITY
PD 10 |  | BUILDING WORK
| PD.01 | Brickwork:
|  | .01 | 230 mm thick, outside face: face brick
standard/extra/aesthetic, inside face:
non-facing plastered/extra, engineering
|  |  | bricks |  | m² | 548
|  | .02 | 230 mm thick, NFX solid plastered/
|  |  | extra, engineering bricks |  | m² | 548
| PD.02 | Plaster work:
|  | .01 | 15mm thick, steel-float finish |  | m² | 460
| PD.08 | Miscellaneous work:
|  | .01 | 2 x 50mm dia nextube sleeves @ 2500c/c |  | sum | 1
| PD.09 | 4 mm Derbigum fusion bonded waterproofing
including turn-ups, sealing along edges and
bituminous paint coat:
|  | .01 | Flat roofs including sides and
|  |  | tops of upstand beams |  | m² | 114
|  | .02 | Soild insecticide poisoning under footings,
bases, floors, etc as specified by the
|  |  | Architect with a ten year guarantee |  | m² | 140
TOTAL PARTICULAR SPECIFICATION PD CARRIED TO SUMMARY

## ELECTRICAL
ELECTRICAL WORKS
PAYMENT
REFERS | ITEM |  |  | DESCRIPTION | UNIT | QUAN- | RATE | AMOUNT
TO | NO |  |  |  |  | TITY
ELECTRICAL WORKS
BILL 1: ELECTRICAL APPLICATION
1. This Bill of Quantities shall be read in
conjunction with the Installer's Scope of
Work, Technical Specifications and the
Engineer design drawings with all other
Engineering decipline drawings.
2. All rates shall include Supply and Install.
The items in this Bill shall
include all wiring, cabling, connections,
terminations, installation and termination
accessories, possible cable-joints, cable-
glands, cable-ties, cable-clips, clamps,
shrouds, couplers, lugs, screw-caps, nuts,
connectors, terminal strips, heat-shrink,
insulating material, etc. for the electrical
cables and conductors. It is the
responsibility of the contractor to make a
fully working system.
3. It is the responsibility of the contractor to
ensure all items are allowed for in this Bill of
Quantities.
4. NB: It is the responsibility of the
contractor to supply a fully operational and
compliant system.
5. All items in this Bill of quantities are
remeasurable and only installed Quantities
will be paid for.
| 100 | Electricity application
| 100.01 | Application to the electricity power supply |  |  | Sum | 1
authority of Eskom to install 285kW of
generated electricity to feed back into the grid.
| 100.02 | Liaison with Eskom including all documentation |  |  | Sum | 1
as may be required.
| 100.03 | Liaison with main contractor |  |  | Sum | 1
| 100.04 | Notices and safety / danger signs as per the |  |  | Sum | 1
OHS Act.
| 101 | Ancillaries and accessories
| 101.01 | Any other item required for completion of the installation, not specified else where - specify |  |  | Sum | 1
Total carried to summary
ELECTRICAL WORKS
PAYMENT
REFERS | ITEM |  |  | DESCRIPTION | UNIT | QUAN- | RATE | AMOUNT
TO | NO |  |  |  |  | TITY
BILL 2: PRELIMINARY AND GENERAL
1. This Bill of Quantities shall be read in
conjunction with the Installer's Scope of
Work, Technical Specifications and the
Engineer design drawings with all other
Engineering decipline drawings.
2. All rates shall include Supply and Install.
These items shall the items in this Bill shall
include all wiring, cabling, connections,
terminations, installation and termination
accessories, possible cable-joints, cable-
glands, cable-ties, cable-clips, clamps,
shrouds, couplers, lugs, screw-caps, nuts,
connectors, terminal strips, heat-shrink,
insulating material, etc. for the electrical
cables and conductors. It is the
responsibility of the contractor to make a
fully working system.
3. It is the responsibility of the contractor to
ensure all items are allowed for in this Bill of
Quantities.
4. NB: It is the responsibility of the
contractor to supply a fully operational and
compliant system.
5. All items in this Bill of quantities are
remeasurable and only installed Quantities
will be paid for.
| 200 | Liason with other parties
| 200.01 | Liaison with main contractor |  |  | Sum | 1
| 201 | Documentation
| 201.01 | For Construction drawings, hard copy and CD |  |  | Sets | 3
| 201.02 | Detailed Scope of Works, Project Safety Plan |  |  | Sets | 3
and Safe Work Method Statement
| 201.03 | As-built drawings in Auto CAD/Revit format, |  |  | Sets | 3
on a CD
| 201.04 | Operators and Maintenance Manuals, |  |  | Sets | 3
hard copy and CD
| 201.05 | Commissioning Sheets and Installation |  |  | Sets | 3
Checklists
| 201.06 | Labeling of all devices, equipment and cables |  |  | Sum | 1
| 201.07 | Drawings for approval (Engineers approval) |  |  | Sum | 1
| 202 | Testing and commissioning
| 202.01 | Test and commission of the electrical installation | Test and commission of the electrical installation | Test and commission of the electrical installation | Sum | 1
|  | and area lighting system and issue reports | and area lighting system and issue reports | and area lighting system and issue reports
|  | and certificates as required by the standards | and certificates as required by the standards | and certificates as required by the standards
|  | and specifications | and specifications | and specifications
| 203 | Training
| 203.01 | End-user training |  |  | Sum | 1
| 204 | Warranty
| 204.01 | Mounting structure: Workmanship |  |  | Sum | 1
guarantee/Product replacement warranty
of 10 years
| 204.02 | All inclusive post practical completion 12 month |  |  | Sum | 1
SLA for complete installation
| 204.03 | Balance of mechanical and electrical Works: |  |  | Sum | 1
Workmanship guarantee/Product replacement
warranty of 10 years
| 205 | Preliminary and General
| 205.01 | Time related P&G's |  |  | Sum | 1
| 205.02 | Fixed P&G's |  |  | Sum | 1
| 205.03 | Site establishment and disestablishment |  |  | Sum | 1
| 206 | Other costs
| 206.01 | Allow for all costs which the Contractor may |  |  | Sum | 1
incur in terms of any or all of description in
these documents and of the drawings which
costs are not specifically covered in the
schedule below. Submit full details.
NOTE: Value related P&G's should be
included in the tendered rates
Total carried to summary
ELECTRICAL WORKS
PAYMENT
REFERS | ITEM |  |  | DESCRIPTION | UNIT | QUAN- | RATE | AMOUNT
TO | NO |  |  |  |  | TITY
BILL 3: HYDRO POWER GENERATOR
(RFER TO DETAIL SPECIFICATION AND
HYDRO POWER SCHEMATIC AS SHOWN ON DWG
Electrical Block Diagram-060-DR-EL-100)
1. This Bill of Quantities shall be read in
conjunction with the Installer's Scope of
Work, Technical Specifications and the
Engineer design drawings with all other
Engineering decipline drawings.
2. All rates shall include Supply and Install.
These items shall the items in this Bill shall
include all wiring, cabling, connections,
terminations, installation and termination
accessories, possible cable-joints, cable-
glands, cable-ties, cable-clips, clamps,
shrouds, couplers, lugs, screw-caps, nuts,
connectors, terminal strips, heat-shrink,
insulating material, etc. for the electrical
cables and conductors. It is the
responsibility of the contractor to make a
fully working system.
3. It is the responsibility of the contractor to
ensure all items are allowed for in this Bill of
Quantities.
4. NB: It is the responsibility of the
contractor to supply a fully operational and
compliant system.
5. All items in this Bill of quantities are
remeasurable and only installed Quantities
will be paid for.
| 300 | HYDROPOWER TURBINE
| 300.01 | Supply, deliver, install and commissioning of a |  |  | Sum | 1
285kW Micro-Hydro Synchrous Generator
including a plinth sleeves and associated
installation including earthing & accessories.
Other Items to be included are:
| 300.02 | Generator Panel including a bi-directional |  |  | Sum | 1
meter, AVR and synchronising devices.
| 300.03 | All additional items necessary to provide a
complete motor control centre installation as per
speicification.
| 300.04 | All cabling required between the Generator Panel |  |  | Sum | 1
and the generator.
| 300.05 | All associated pipework and accessories |  |  | Sum | 1
including valves, flanges, chambers to complete
this installation.
| 300.06 | SCADA system for remote operation |  |  | Sum | 1
| 300.07 | Battery back up system for protection and |  |  | Sum | 1
signalisation.
| 300.08 | Control, Instrumentation and a Telemetry system |  |  | Sum | 1
including a Human Machine Inetrface System.
| 300.09 | All associated control cables, cabling and wiring |  |  | Sum | 1
for the control, instrumentation and telemetry.
| 300.1 | Radio Link - for communication to the client |  |  | Sum | 1
| 300.11 | 12-month SLA |  |  | Sum | 1
| 301 | Ancillaries and accessories
| 301.01 | Any other item required for completion of the
|  | installation, not specified else where - specify |  |  | Sum | 1
| 302.01 | Certificate of Compliance
(Inclusive of commissioning and testing)
| 302.02 | Issue CoC completion of complete electrical |  |  | Sum | 1
installation
Total carried to summary
ELECTRICAL WORKS
PAYMENT
REFERS | ITEM |  |  | DESCRIPTION | UNIT | QUAN- | RATE | AMOUNT
TO | NO |  |  |  |  | TITY
BILL 4: DISTRIBUTION BOARDS
1. This Bill of Quantities shall be read in
conjunction with the Installer's Scope of
Work, Technical Specifications and the
Engineer design drawings with all other
Engineering decipline drawings.
2. All rates shall include Supply and Install.
These items shall the items in this Bill shall
include all wiring, cabling, connections,
terminations, installation and termination
accessories, possible cable-joints, cable-
glands, cable-ties, cable-clips, clamps,
shrouds, couplers, lugs, screw-caps, nuts,
connectors, terminal strips, heat-shrink,
insulating material, etc. for the electrical
cables and conductors. It is the
responsibility of the contractor to make a
fully working system.
3. It is the responsibility of the contractor to
ensure all items are allowed for in this Bill of
Quantities.
4. NB: It is the responsibility of the
contractor to supply a fully operational and
compliant system.
5. The electrical cable and wiring shall
comply with the SANS wiring colour codes:
Protective earth (PE) - green-yellow
Neutral (N) - black
Line, single phase (L) - red
Line, three phase (L1) - red
Line, three phase (L2) - yellow
Line, three phase (L3) - blue
6. Supply, testing, deliver, off-loading, and
commissioning of distribution boards
complete with test certifications as per SANS
61439-1 and IEC 61439-1 standards for
distribution boars, including factory
inspection, all equipment pre fitted in the
factory complete with busbars, accessories,
earthing and conduit terminations in
accordance with electrical specifications.
7. The distribution board requirements are
shown on the single line diagrams
(schematic diagrams) drawings.
8. Shop drawings shall be submitted to the
Engineer for formal approval before any
manufacturing commences.
| 400 | Distribution Boards
| 400.01 | Distribution Kiosk - DK-01 |  |  | No | 1
| 400.02 | DB - 01 (Valve Access Chamber)
|  | Refer to single line diagram for size and rating |  |  | No | 1
| 401 | Ancillaries and accessories
| 401.01 | Any other item required for completion of the
|  | installation, not specified else where - specify |  |  | Sum | 1
| 402 | Certificate of Compliance
| 402.01 | Issue CoC completion of complete electrical |  |  | Sum | 1
installation
Total carried to summary
ELECTRICAL WORKS
PAYMENT
REFERS | ITEM |  |  | DESCRIPTION | UNIT | QUAN- | RATE | AMOUNT
TO | NO |  |  |  |  | TITY
BILL 5: LOW VOLTAGE CABLES
1. This Bill of Quantities shall be read in
conjunction with the Installer's Scope of
Work, Technical Specifications and the
Engineer design drawings with all other
Engineering decipline drawings.
2. All rates shall include Supply and Install.
These items shall the items in this Bill shall
include all wiring, cabling, connections,
terminations, installation and termination
accessories, possible cable-joints, cable-
glands, cable-ties, cable-clips, clamps,
shrouds, couplers, lugs, screw-caps, nuts,
connectors, terminal strips, heat-shrink,
insulating material, etc. for the electrical
cables and conductors. It is the
responsibility of the contractor to make a
fully working system.
3. It is the responsibility of the contractor to
ensure all items are allowed for in this Bill of
Quantities.
4. NB: It is the responsibility of the
contractor to supply a fully operational and
compliant system.
5. The electrical cable and wiring shall
comply with the SANS wiring colour codes:
Protective earth (PE) - green-yellow
Neutral (N) - black
Line, single phase (L) - red
Line, three phase (L1) - red
Line, three phase (L2) - yellow
Line, three phase (L3) - blue
6. The Contractor shall supply, install and
commission all the reticulation and
distribution cables as specified in the cable
schedules. The rate shall include for all the
labeling materials required to complete the
instalaltion. All cables will be installed in the
ground and enter the DB's via sleeves.
| 500 | PVC/PVC/SWA/PVC Cu
| 500.01 | 95mm², 4-Core |  |  | m | 340
| 500.02 | 10mm², 4-Core |  |  | m | 100
| 500.03 | 6mm², 3-Core |  |  | m | 100
| 500.04 | 4mm², 3-Core |  |  | m | 100
| 501 | BCEW (Bare Cu Earth Wire)
| 501.01 | 95mm², 1-Core |  |  | m | 340
| 501.02 | 6mm², 1-Core |  |  | m | 100
| 501.03 | 4mm², 1-Core |  |  | m | 200
| 502 | Ancillaries and accessories
| 502.01 | Any other item required for completion of the |  |  | Sum | 1
installation, not specified else where - specify
Total carried to summary
ELECTRICAL WORKS
PAYMENT
REFERS | ITEM |  |  | DESCRIPTION | UNIT | QUAN- | RATE | AMOUNT
TO | NO |  |  |  |  | TITY
BILL 6: CABLE ROUTING & WIRE WAYS
1. This Bill of Quantities shall be read in
conjunction with the Installer's Scope of
Work, Technical Specifications and the
Engineer design drawings with all other
Engineering decipline drawings.
2. All rates shall include Supply and Install.
These items shall the items in this Bill shall
include all wiring, cabling, connections,
terminations, installation and termination
accessories, possible cable-joints, cable-
glands, cable-ties, cable-clips, clamps,
shrouds, couplers, lugs, screw-caps, nuts,
connectors, terminal strips, heat-shrink,
insulating material, etc. for the electrical
cables and conductors. It is the
responsibility of the contractor to make a
fully working system.
3. It is the responsibility of the contractor to
ensure all items are allowed for in this Bill of
Quantities.
4. NB: It is the responsibility of the
contractor to supply a fully operational and
compliant system.
5. All items in this Bill of quantities are
remeasurable and only installed Quantities
will be paid for.
| 600 | Marker tape
| 600.01 | Supply and install PVC marker type suitably to |  |  | m | 450
be laid in cable trenches, 150mm wide, yellow
coloured and marked
"DANGER: ELECTRIC CABLE BELOW"
| 601 | Cable route marker
| 601.01 | 500x300x300mm Concrete cable route marker |  |  | No | 8
plate as per specification drawing
| 602 | Cable trenching
| 602.01 | Excavation, backfilling, leveling and carting away |  |  | m | 200
of excess material to cable trenches as specified,
600mm deep for LV cabling.
| 602.02 | Extra over excavation for excavation in soft rock |  |  | m | 100
(Provisional)
| 602.03 | Extra over excavation for excavation in hard rock |  |  | m | 100
(Provisional)
| 602.04 | Backfilling and compact of trench with imported |  |  | m | 200
soil (Provisional)
| 602.05 | Backfilling of cable trench with imported sifted |  |  | m | 200
soft soil 200mm thick (Provisional)
| 603 | Services holes (Man holes)
| 603.01 | 800mm deep, 800mm x 800mm services |  |  | No | 4
holes (manhole) with a heavy duty cast iron
cover and frame for sleeves and to pull cabling
and wiring through
| 604 | Trunking, for Electrical Wiring-(Gray)
Cross-arm supports shall be wide enough to
accommodate specified tray only, unless
otherwise satted. Hangers to be M8, not
not exceeding 1,2m spacings
| 604.01 | P9000 |  |  | m | 150
| 604.02 | Bend |  |  | No | 20
| 604.03 | T-Off |  |  | No. | 10
| 605 | Cable tray
MILD STEEL HOT DIPTED GALV.
PT-76 mild duty
Supply and install galv steel cable trays
complete with all wall and floor mounting
P2000 supports, splicing other fixing
materials required as per suppliers
speifications. Cable tray earth wire at
every joint.
| 605.01 | 300mm x 76mm - striaght runs |  |  | m | 150
(excluding cover)
| 606 | Cable tray - Wire Mesh
MILD STEEL HOT DIPTED GALV.
GS-50 gridspan Wire Mesh
Supply and install galv steel cable trays
complete with all wall and floor mounting
P2000 supports, splicing other fixing
materials required as per suppliers
speifications. Cable tray earth wire at
every joint.
| 606.01 | 300mm x 50mm - striaght runs |  |  | m | 300
| 606.02 | 300mm - T-off |  |  | No | 4
| 607 | Cable ladder -
MILD STEEL HOT DIPTED GALV.
Supply and install galv steel cable ladders
complete with all wall and floor mounting
supports, splicing other fixing
materials required as per suppliers
speifications. Cable tray earth wire at
every joint.
| 607.01 | 50mm x 50mm |  |  | m | 200
| 607.02 | T-offs |  |  | No | 12
| 608 | Conduits & Wire Ways
| 608.01 | 110mm diameter PVC sleeves |  |  | m | 250
| 608.02 | 50mm diameter PVC sleeves |  |  | m | 250
| 608.03 | 25mm GALV. steel conduit |  |  | m | 250
| 608.04 | 32mm GALV. steel conduit |  |  | m | 250
| 608.05 | 25mm PVC. conduit |  |  | m | 250
| 609 | Ancillaries and accessories
| 609.01 | Any other item required for completion of the |  |  | Sum | 1
installation, not specified else where - specify
Total carried to summary
ELECTRICAL WORKS
PAYMENT
REFERS | ITEM |  |  | DESCRIPTION | UNIT | QUAN- | RATE | AMOUNT
TO | NO |  |  |  |  | TITY
BILL 7: SMALL POWER & LIGHTING
1. This Bill of Quantities shall be read in
conjunction with the Installer's Scope of
Work, Technical Specifications and the
Engineer design drawings with all other
Engineering decipline drawings.
2. All rates shall include Supply and Install.
These items shall the items in this Bill shall
include all wiring, cabling, connections,
terminations, installation and termination
accessories, possible cable-joints, cable-
glands, cable-ties, cable-clips, clamps,
shrouds, couplers, lugs, screw-caps, nuts,
connectors, terminal strips, heat-shrink,
insulating material, etc. for the electrical
cables and conductors. It is the
responsibility of the contractor to make a
fully working system.
3. It is the responsibility of the contractor to
ensure all items are allowed for in this Bill of
Quantities.
4. NB: It is the responsibility of the
contractor to supply a fully operational and
compliant system.
5. All items in this Bill of quantities are
remeasurable and only installed Quantities
will be paid for.
| 700 | Supply, and install switched & unswitched
socket outlets points, surface/flush mounted
or flush in power skirting mounted, complete
with cradle, galvanized wall-draw box, cover
plate, including PVC/GALV. conduits and all
conduit accessories, all mounting
accessories, and wiring:
| 700.01 | 16A, Dual switched socket outlet, New ZA Plug |  |  | No | 6
recessed in wall. (SANS-164-1&2)
| 700.02 | 16A, Dedicated switched socket outlet (RED) |  |  | No | 6
| 700.03 | 16A, IP65 (water & dust proof) |  |  | No | 6
single switched socket outlet,
surface mounted on wall. (SANS-164-1&2)
| 700.04 | 32A, IP65 (water & dust proof) 5-PIN, |  |  | No | 2
400V, industrial welding socket outlet,
surface mounted on wall. (IEC 60 309-1, -2, -4)
| 700.05 | Power Skirting 2 Tier - Grey |  |  | m | 10
| 701 | Supply, and install isolator switch power
outlets points, surface/flush mounted,
complete with conduits and all conduit
accessories, mounting accessories,
and wiring:
| 701.01 | 32A, IP65 (water & dust proof) 3-Pole |  |  | No | 4
lockable isolator switch, for extractor fans,
surface mounted.
| 702 | Supply, deliver and install luminaires,
complete with all mounting accessories,
wiring terminations. Install luminaires as per
luminaire schedule in Annexure 3
| 702.01 | Type L5: 49W LED, 4000K |  |  | No | 30
LED vapor proof industrial luminaire, surface
mounted, IP66,
| 702.02 | Type L5E: 49W LED, 4000K |  |  | No | 10
LED vapour proof industrial luminaire, surface
mounted IP66, with electronic control gear,
60min self maintained battery back-up,
| 702.03 | Type L6: 52W LED, 4000K |  |  | No | 15
LED Linear Floodlight industrial luminaire, surface
mounted, IP66,
| 702.04 | Type L6E: 52W LED, 4000K |  |  | No | 5
LED Linear Floodlight industrial luminaire, surface
mounted IP66, with electronic control gear,
60min self maintained battery back-up,
| 702.05 | Type L2: 15-18W LED BULKHEAD, 4000K |  |  | No | 10
LED industrial luminaire, surface mounted, IP65,
| 702.06 | Type L4 STREET LIGHT 55W, LED luminaire |  |  | No | 1
| 703 | Glavanised steel light pole, including internal
wiring, circuit breakers, connectors for
4-core cabling + earth, earthing electrode,
surge protection, mounting accessories and
concrete foundation with reinforcement, etc.
| 703.01 | Galvanised steel light pole, 6m |  |  | No. | 1
| 703.02 | Cheery Picker Hire - |  |  | Sum | 1
| 704 | Supply, deliver and install light switch points
complete with cradle, cover plate, including
all mounting and installation accessories with
PVC/GALV. conduits and all conduit
accessories, wall boxes, wiring, etc.:
| 704.01 | 1 lever 1 way light switch, surface mounted |  |  | No. | 2
| 704.02 | 1 lever 1 way WATER TIGHT light switch |  |  | No. | 2
(water & dust proof), surface mounted
| 704.03 | Weather proof photo-cell light switch |  |  | No. | 2
| 705 | Ancillaries and accessories
| 705.01 | Any other item required for completion of the |  |  | Sum | 1
installation, not specified else where - specify
| 706 | Test Commission and Issue CoC |  |  | Sum | 1
Total carried to summary
ELECTRICAL WORKS
PAYMENT
REFERS | ITEM |  |  | DESCRIPTION | UNIT | QUAN- | RATE | AMOUNT
TO | NO |  |  |  |  | TITY
BILL 8: EARTHING & LIGHTNING PROTECTION
1. This Bill of Quantities shall be read in
conjunction with the Installer's Scope of
Work, Technical Specifications and the
Engineer design drawings with all other
Engineering decipline drawings.
2. It is the responsibility of the contractor to
ensure all items are allowed for in this Bill of
Quantities.
3. NB: It is the responsibility of the
contractor to supply a fully operational and
compliant system.
4. All items in this Bill of quantities are
remeasurable and only installed Quantities
will be paid for.
| 800 | Design, supply, deliver and install all
equipment and materials required to
complete the earthing and bonding
installation system for the complete valve
valve, reservior, water tower, guard house
and external light poles as indicated below,
by a specialist installation contractor.
All rates shall allow for material and labour
required per item to complete the
installation.
| 800.01 | E&L, Bonding Protection: Access Chamber |  |  | Sum | 1
| 800.02 | E&L, Bonding Protection: MCC Room |  |  | Sum | 1
| 800.03 | Final testing of equipment earth grid systems on |  |  | Sum | 1
completion and issuing of test certificate
| 801 | Ancillaries and accessories
| 801.01 | Any other item required for completion of the |  |  | Sum | 1
installation, not specified else where - specify
Total carried to summary
ELECTRICAL WORKS
PAYMENT
REFERS | ITEM |  |  | DESCRIPTION | UNIT | QUAN- | RATE | AMOUNT
TO | NO |  |  |  |  | TITY
BILL 9: FIRE DETECTION
1. This Bill of Quantities shall be read in
conjunction with the Installer's Scope of
Work, Technical Specifications and the
Engineer design drawings with all other
Engineering decipline drawings.
2. It is the responsibility of the contractor to
ensure all items are allowed for in this Bill of
Quantities.
3. NB: It is the responsibility of the
contractor to supply a fully operational and
compliant system.
4. All items in this Bill of quantities are
remeasurable and only installed Quantities
will be paid for.
Design, supply, deliver and install all
equipment and materials required to
complete the earthing and bonding
installation system for the complete valve
valve, reservior, water tower, guard house
and external light poles as indicated below,
by a specialist installation contractor.
All rates shall allow for material and labour
required per item to complete the
installation.
| 900 | Design, Supply and Install
| 900.01 | Design, supply, install and commissioning of a |  |  | Sum | 1
complete automated addressable Fire Detection
system, by a specialist contractor.
| 901 | Fire Alarm control panel
| 901.01 | Addressable fire alarm control panel, equipped |  |  | No | 1
for multi loops and networked together, with
power supply and other specified requirements
to be linked to a repeater fire panel in the guard
house, and to link with the Johannesburg Water
main control room via the telemetry panel.
| 902 | Fire detectors
| 902.01 | Addressable smoke sensor, with an |  |  | No | 2
detector base
| 902.02 | Addressable thermal/smoke combination sensor, |  |  | No | 2
with an detector base
| 903 | Break glass units
| 903.01 | Addressable, indoor, resettable break glass unit |  |  | No | 2
with surface box
| 904 | Strobes & sounders
| 904.01 | Addressable combined sounder and strobe to be |  |  | No | 1
mounted on a detector base
| 905 | Interface units
| 905.01 | Addressable input unit to monitor potential |  |  | No | 1
free contacts
| 905.02 | Addressable relay output unit to switch off valve |  |  | No | 1
chambers, water pump units, smoke extractor
fans, trigger access control fire doors, etc.
and other systems.
| 905.03 | Addressable Zone Interface Unit |  |  | No | 1
| 906 | Emergency exit sign lighting
| 906.01 | Emergency "EXIT" sign luminaire, switched by |  |  | No | 1
by fire alarm signal.
| 907 | Ancillaries and accessories
| 907.01 | Any other item required for completion of the |  |  | Sum | 1
installation, not specified else where - specify
Total carried to summary
ELECTRICAL WORKS
REFERENCES | BILL |  |  | ITEM | UNIT | QUAN- | RATE | AMOUNT
TITY
| Bill 1: | ELECTRICAL APPLICATION
| Bill 2: | PRELIMINARY AND GENERAL
| Bill 3: | GENERATOR
| Bill 4: | DISTRIBUTION BOARDS
| Bill 5: | LOW VOLTAGE CABLES
| Bill 6: | CABLE ROUTING & WIRE WAYS
| Bill 7: | SMALL POWER & LIGHTING
| Bill 8: | EARTHING & LIGHTNING PROTECTION
| Bill 9: | FIRE DETECTION
TOTAL ELECTRICAL WORKS CARRIED TO SUMMARY

## MECHANICAL (Chamber 1)
OPERATING AND MAINTENANCE MANUALS
PAYMENT | ITEM | DESCRIPTION | UNIT | QUAN- | RATE | AMOUNT
REFERS | NO |  |  | TITY
ZUT 0002 | 20 | OPERATING AND MAINTENANCE MANUALS
DRAWING 111242-0000-DR-WW-0516 to 0519
| 20.01 | Supply and Deliver O&M manual (for all components shown and referenced in drawings) | Sum | 1
Total carried to summary
MANUALLY OPERATED CHAIN HOIST
PAYMENT | ITEM | DESCRIPTION | UNIT | QUAN- | RATE | AMOUNT
REFERS | NO |  |  | TITY
ZUT 1003 | 30 | MANUALLY OPERATED CHAIN HOIST
1003.15.1 | 30.01 | Supply and Deliver
| 30.01.01 | 3 Ton manually operated chain hoist complete with accessories | No. | 1
| 30.01.02 | 1 Ton manually operated chain hoist complete with accessories | No. | 1
1003.15.2 | 30.02 | Installation, Testing and Commissioning
| 30.02.01 | 3 Ton manually operated chain hoist complete with accessories | No. | 1
| 30.02.02 | 1 Ton manually operated chain hoist complete with accessories | No. | 1
Total carried to summary
VENTILATION
PAYMENT | ITEM | DESCRIPTION | UNIT | QUAN- | RATE | AMOUNT
REFERS | NO |  |  | TITY
ZUT 1008 | 40 | VENTILATION
DRAWING 111242-0000-DR-WW-0516 and 0518
1008.17.1 | 40.01 | Supply and Deliver
| 40.01.01 | Louvred roof cowls, complete with shoe, upstand base bracket and vermin mesh 1000 mm (W) x 1000 mm (B) x 660 mm (H) | No. | 2
| 40.01.02 | 400 Diam. Jet Fans, complete with anti-vibration ceiling mount foot brackets and earthing connections | No. | 3
1008.17.2 | 40.02 | Installation, Testing and Commissioning
| 40.02.01 | Louvred roof cowls, complete with shoe, upstand base bracket and vermin mesh 1000 mm (W) x 1000 mm (B) x 660 mm (H) | No. | 2
| 40.02.02 | 400 Diam. Jet Fans, complete with anti-vibration ceiling mount foot brackets and earthing connections | No. | 3
DRAWING 111242-0000-DR-WW-0516 to 0517
1008.17.1 | 40.03 | Supply and Deliver
| 40.03.01 | Ventilation supply system for Chamber PI22: - 2 x Axial fans complete with floor mouted foot brackets and earthing connection - 3240 l/s @ 400 Pa. - 2 x 2.2 kW, 3 phase isolators. - Associated air terminals, spiral ducting, fittings, plenums, filter banks, support brackets and ancillaries as per drawing 111242-DR-WW-0516 | No. | 1
| 40.03.02 | Ventilation extraction system for the Chamber PI23: - 2 x Axial fans complete with floor mouted foot brackets and earthing connection - 3240 l/s @ 200 Pa. - 2 x 2.2 kW, 3 phase isolators. - Associated air terminals, spiral ducting, fittings, support brackets and ancillaries as per drawing 111242-DR-WW-0517. | No. | 1
| 40.03.03 | Control panel, thermostats and connections | No. | 1
Total carried to summary
VENTILATION
PAYMENT | ITEM | DESCRIPTION | UNIT | QUAN- | RATE | AMOUNT
REFERS | NO |  |  | TITY
1008.17.2 | 40.04 | Installation, Testing and Commissioning
| 40.04.01 | Ventilation system for the Hydropower unit (see item 40.03.01 and 40.03.03) | No. | 1
| 40.05 | Others
| 40.05.01 | Others (please state any other items necessary to complete the installation and allow full functionality the ventilation system) | Sum | 1
|  | P&G's for Ventilation system | Sum | 1
Total carried to summary
HYDROPOWER
PAYMENT | ITEM | DESCRIPTION | UNIT | QUAN- | RATE | AMOUNT
REFERS | NO |  |  | TITY
| 900 | HYDROPOWER
| 900.01 | Supply, Deliver and Commission
| 900.01.01 | One pump as turbine for 189 kW capacity, including associated generator, isolation valves, instrumentation, cooling and lubrication unit for generator, intermediate spool pieces, auxiliary electrical and mechanical equipment where required. Price to include for the design, transport, installation, commissioning, testing and training | Sum | 1
| 900.02 | Others
| 900.02.01 | Others (please state any other items necessary to complete the installation and allow full functionality the hydropower system) | Sum | 1
Total carried to summary
SUMMARY
PAYMENT | ITEM | DESCRIPTION | UNIT | QUAN- | RATE | AMOUNT
REFERS | NO |  |  | TITY
SUM |  | SUMMARY
ZUT 0002 |  | Operating and Maintenance Manuals
ZUT 1003 |  | Lifting Equipment
ZUT 1008 |  | Ventilation
- |  | Hydropower
TOTAL MECHANICAL WORKS CARRIED TO SUMMARY

## SANS-SUM
JOHANNESBURG WATER
CONTRACT NO |  | JW 14324
FOR |  | HALFWAY HOUSE WATER UPGRADE
SUMMARY OF SCHEDULE OF QUANTITIES: BULK WATER PIPELINE
SANS 1200 A | : | GENERAL . . . . . . . . . . . . . . . . . . . . . . . . . . . . . . . . . . . . . . . . . . . . . . . . . . . . . . . . . . . . . . . . . | R | 566652.45 | 566652.45
SANS 1200 A.1 | : | GENERAL (SMME VALUE OF WORK) . . . . . . . . . . . . . . . . . . . . . . . . . . . . . . . . . . . . . . . | R
SANS 1200 C | : | SITE CLEARANCE . . . . . . . . . . . . . . . . . . . . . . . . . . . . . . . . . . . . . . . . . . . . . . . . . . . . . . . . . . . | R | 3593438 | 3593438
SANS 1200 D | : | EARTHWORKS . . . . . . . . . . . . . . . . . . . . . . . . . . . . . . . . . . . . . . . . . . . . . . . . . . . . . . . . . . . . . | R | 59400 | 59400
SANS 1200 DB | : | EARTHWORKS (PIPE TRENCHES) . . . . . . . . . . . . . . . . . . . . . . . . . . . . . . . . | R |  | 0
SANS 1200 DK | : | GABIONS AND PITCHING . . . . . . . . . . . . . . . . . . . . . . . . . . . . . . . . . . . . . . . . . . . . . . . . . . . . . | R | 124845 | 124845
SANS 1200 F | : | PILING . . . . . . . . . . . . . . . . . . . . . . . . . . . . . . . . . . . . . . . . . . . . . . . . . . . . . . . . . . . . . . . . . . . . . . . | R |  | 0
SANS 2001 CC | : | CONCRETE (STRUCTURAL) . . . . . . . . . . . . . . . . . . . . . . . . . . . . . . . . . . . . . . . . . . . . . . | R |  | 0
SANS 1200 HA | : | STRUCTURAL STEELWORK (SUNDRY ITEMS) . . . . . . . . . . . . . . . . . . . . . . . | R |  | 0
SANS 1200 L | : | MEDIUM-PRESSURE PIPELINES. . . . . . . . . . . . . . . . . . . . . . . . . . . . . . . . . . . | R |  | 0
SANS 1200 LB | : | BEDDING (PIPES) . . . . . . . . . . . . . . . . . . . . . . . . . . . . . . . . . . . . . . . . . . . . . . . . . . . . . . . . . . . | R |  | 0
SANS 1200 LE | : | STORMWATER DRAINAGE . . . . . . . . . . . . . . . . . . . . . . . . . . . . . . . . . . . . . . . . . . . . . | R |  | 0
SANS 1200 LG | : | PIPE JACKING . . . . . . . . . . . . . . . . . . . . . . . . . . . . . . . . . . . . . . . . . . . . . . . . . . . . . . | R |  | 0
SANS 1200 ME | : | SUBBASE . . . . . . . . . . . . . . . . . . . . . . . . . . . . . . . . . . . . . . . . . . . . . . . . . . . . . . . . . . . . . . | R
SANS 1200 MF | : | BASE . . . . . . . . . . . . . . . . . . . . . . . . . . . . . . . . . . . . . . . . . . . . . . . . . . . . . . . . . . . . . . | R |  | 0
PARTICULAR SPECIFICATION PC: DIRECTIONAL DRILLING . . . . . . . . . . . . . . . . . . . . . . . . . . . . . . . . . . . . . . . . |  |  | R |  | 0
PARTICULAR SPECIFICATION PD: BUILDING WORK . . . . . . . . . . . . . . . . . . . . . . . . . . . . . . . . . . . . . . . . |  |  | R |  | 0
ELECTRICAL : . . . . . . . . . . . . . . . . . . . . . . . . . . . . . . . . . . . . . . .. . . . . . . . . |  | . . . . . . . . . . . . . . . . . . . . . . . . . . . . . . . . . . . . . . . . . . . . . . . . . . . . . . . . . . . . . . . . . . . . . . . . . . . | R |  | 0
MECHANICAL : . . . . . . . . . . . . . . . . . . . . . . . . . . . . . . . . . . . . . . .. . . . . . . . . |  | . . . . . . . . . . . . . . . . . . . . . . . . . . . . . . . . . . . . . . . . . . . . . . . . . . . . . . . . . . . . . . . . . . . . . . . . . . . | R
TOTAL OF SCHEDULE OF QUANTITIES CARRIED TO CALCULATION OF TENDER SUM |  |  | R | 4344335.45 | 4344335.45
CALCULATION OF TENDER SUM
TOTAL OF SCHEDULE OF QUANTITIES . . . . . . . . . . . . . . . . . . . . . . . . . . . . . . . . . . . . . . . . . . . . . |  |  | R | #DIV/0! | 4344335.45
CONTINGENCIES . . . . . . . . . . . . . . . . . . . . . . . . . . . . . . . . . . . . . . . . . . . . . . . . . . . . . . . . . . . . . . |  |  | R
The tenderer shall add 10% of the total of Schedule of Quantities for Contingencies
SUBTOTAL . . . . . . . . . . . . . . . . . . . . . . . . . . . . . . . . . . . . . . . . . . . . . . . . . . . . . . . . . . . . . . . . . . . |  |  | R |  | 4344335.45
VALUE-ADDED TAX (VAT) . . . . . . . . . . . . . . . . . . . . . . . . . . . . . . . . . . . . . . . . . . . . . . . . . . . . . . . . . . . . . . . . . . . . . . . . . . . . . . . . . |  |  | R
The tenderer shall add 15% of the subtotal for value-added tax |  |  |  |  | 651650.3175
TENDER SUM CARRIED TO FORM OF TENDER |  |  | R |  | 4995985.7675