## ISSUES (hidden)
A and P Civils | Extra Rate Line 309 | To clarify with
A Re Direng | Provisional Sums altered by tenderer | Captured the correct prov sums of R15000 instead of R7500 submitted by Tenderer
Buzaphi | Confirm Rate 1.1.1 | Confirmed
Buzaphi | 2,4 (vi)Unreinforced concrete ≤ 75mm thick | Item skipped by tenderer. To clarify as rates are captured quiet close to each other.
Buzaphi | Section 4 not Complete | Resolved
DKPB | Items in Section 1 Not Completed | Confirmed
DKPB | Items in Section 5 Not Completed | Captured
HLTC | Captured using the wrong BOQ and did not submit the Addendum
HLWELLA Trading Enterprise | Section 7 Not Completed | Captured.
Indlovu Idle Mithi | Most of Section 5 Not Completed | Rates not captured by tenderer
Indlovu Idle Mithi | Most of Section 6 Not Completed | Rates not captured by tenderer
KAMS Projects | No Rate for Overpumping and Pipe Cracking (Section 6) | Confirmed. Rates are captured
KAMS Projects | Contractor did not price other rates especially in section 6
KKL IT Solutions | Item 6.7.1 daily rate given instead of Sum Value | Rectified. Signature looks like its written daily
KKS Wealth Creations | 5.4.1 Line 395 Verify | Verified and corrected
Uyapho Engineering Projects | 5.7 451 - 457 Not Filled | Captured using the wrong BOQ and did not submit the Addendum
Uyapho Engineering Projects | 629 - 634 | Captured using the wrong BOQ and did not submit the Addendum
Umakho Investments | 2.4.3 - Not Filled | Captured.
Peo Tsa Mogau | Day Works Not Priced | Captured.
Nsovo | Section 5 not Fully Complete | Captured using the wrong BOQ and did not submit the Addendum
HLTC | See highlighted rates
KKL IT | Seceral Rates Missing
Nsovo | Several Rates Missing Section 5
THIVHARUMI | Check highlighted
WANDEME RESOURCES MANAGEMENT | Check highlighted

## Escalations (hidden)
From | To | Escalation (Provisional) | Escalation (Actual)2
2022-08-12 | 2023-08-12 | 0% | 0%
2023-08-12 | 2024-08-11 | 6.5% | 0%
2024-08-11 | 2025-08-11 | 6.5% | 0%
Formulas:
To = [From]+365
From = [To, row above]

## Cost estimate
Item No. | Payment Clause | Description | Unit | Qty | Rate | Amount
1 | SABS 1200A & 1200AB | SCHEDULE 1: PRELIMINARY AND GENERAL
1.1 | 8.3 | FIXED-CHARGE ITEMS
1.1.1 | 8.3.1 | Contractual requirements | Sum | 1
1.1.2 | 8.3.2 | Provision of facilities on site:
| 8.3.2.1 | 1) Facilities for Engineer:
|  | a)Engineers Office Type 2 and parking (No.=2) | Sum | 1
|  | b)Nameboards (No=2) | Sum | 1
|  | e) Meeting room Type 1 | Sum | 1
|  | f) Latrine facilities | Sum | 1
1.1.3 | 8.3.2.2 | 2) Facilities for the Contractor
|  | a) Offices and storage sheds | Sum | 1
|  | b) Ablution and latrine facilities | Sum | 1
|  | c) Tools and equipment | Sum | 1
|  | d) Access (see sub-clause 5.8) | Sum | 1
|  | e) Water supplies, electric power and communications | Sum | 1
|  | f) Dealing with water | Sum | 1
1.1.4 | PSA 8.3.5.2 | OHS Act Obligations (Compilation of OHSAct file) | Sum | 1
1.1.5
1.1.6 | PSA 8.3.5.3 | EMP Obligations | Sum | 1
1.1.7 | PSA 8.3.5.1 | Issuing of notices to consumers also refer to PS6.6 | Sum | 1
1.1.8 | 8.3.4 | Removal of site Establishment | Sum | 1
1.2 | 8.4 | TIME RELATED ITEMS
1.2.1 | 8.4.1 | Contractual requirements | month | 10
| 8.4.2 | Operation and maintainance of facilities on site.
1.2.2 | 8.4.2.1 | 1) Facilities for Engineer:
|  | a)Engineers Office Type 2 and parking (No.=2) | month | 10
|  | b)Nameboards (No=2) | month | 10
|  | e) Meeting room Type 1 | month | 10
|  | f) Latrine facilities | month | 10
CARRIED FORWARD
BROUGHT FORWARD
1.2.3 | 8.4.2.2 | Facilities for the Contractor:
|  | a) Offices and storage sheds | month | 10
|  | b) Ablution and latrine facilities | month | 10
|  | c) Tools and equipment | month | 10
|  | d) Access (see sub-clause 5.8) | month | 10
|  | e) Plant | month | 10
|  | f) Water supplies, electric power and communications | month | 10
|  | g) Dealing with water | month | 10
1.2.4 | 8.4.3 | Supervision for the duration of construction | month | 10
1.2.5 | 8.4.4 | Company and head office overhead costs for the duration of the Contract | month | 10
1.2.6 | PSA 8.4.6.2 | Security Services | month | 10
1.3 | OHS Spec. | Allow for compliance with all aspects of the OHS specification including:
1.3.1 | PSA 8.4.6.4 | Risk assesment | month | 10
1.3.2 | PSA 8.4.6.1(1) | Complaince with Health and Safety Plan including Safety Officer Salary | month | 10
1.3.3
1.4 | EMP | Allow for compliance with all aspects of the EMP/Authorizations including
1.4.1 | PSA 8.4.6.1(2) | a)Environmental Officer Salary | month | 10
1.4.2 | PSA 8.4.6.1(3)
1.4.3
1.5 | 8.6 | Prime cost items
1.5.1 |  | a) Materials used in the execution of dayworks | P/S | 1
1.5.2 |  | b) Overheads, charges and profit on item 1.4.1(a) above | % | 20000
1.6 | 8.8 | TEMPORARY WORKS
1.6.1 | 8.8.2 | Dealing with traffic for the duration of the Contract | Sum | 1
1.6.2 | 8.8.6 | Dealing with water | Sum | 1
1.6.3 | 8.8.4 | Existing services
1.6.4 | PSA 8.8.4 (a) | a) Supply or hire of specialist equipment for the detection and Scanning of existing services. | P/S | 1
1.6.5 |  | Profit on item 1.6.4 (a) above | % | 50000
1.6.6 | PSA 8.8.4 (b) | b) Excavation by hand to expose existing services. | m3 | 100
CARRIED FORWARD
BROUGHT FORWARD
1.7 | PSA 8.5 | PROVISIONAL SUMS STATED BY ENGINEER
|  | a) Reinstatement of asphalt by JRA | P/S | 1 | 500000 | 500000
|  | b) Engineer's Equipment and Independent testing | P/S | 1 | 100000 | 100000
|  | c) Temporary protection of existing services | P/S | 1 | 45000 | 45000
|  | d) Community Liaison Officer | P/S | 1 | 120000 | 120000
|  | e) Landscaping and including irrigation system | P/S | 1 | 50000 | 50000
|  | f) Relocation of existing services | P/S | 1 | 25000 | 25000
|  | g) Training of local labour | P/S | 1 | 150000 | 150000
|  | h) Alterations and connection to Municipal services and repair to damaged services where approved by Engineer | P/S | 1 | 20000 | 20000
|  | j) Investigations as ordered by the Engineer | P/S | 1 | 120000 | 120000
|  | k) Survey as per the Engineer's instruction. Rate to include for a CD with AutoCAD drawing/s and co-ordinates data in CSV or text format. | P/S | 1 | 250000 | 250000
|  | l) Overheads, charges and profit on items (a-k) above | % | 1410000 | 10% | 141000
1.8 | P.S 3.2.8 | m) Overheads, charges and profit on items and Management fees for SMMEs based on SMME value paid to them (Value of Provisional Sum provided is indicative and will depend on a work package allocation) | P/S | 1 | 14887482.3 | Do not price
|  | n) Overheads, charges and profit on item m above (Value of Provisional Sum provided is indicative and will depend on a work package allocation) | % | 14887482.3
CARRIED FORWARD
BROUGHT FORWARD
1.9 | 8.7 | Day works (to be executed on instruction from the Engineer)
Labour
|  | a) Unskilled | hr | 10
|  | b) Semi skilled | hr | 10
|  | c) Skilled | hr | 10
|  | d) Armed Security guard | hr | 10
Tipper truck
|  | a) Capacity 6m³ (small) | hr | 10
|  | b) Capacity 10m³ (medium) | hr | 10
|  | c) Capacity 12m³ (large) | hr | 10
Flat bed tracks
|  | a) Capacity 3 ton (small) | hr | 10
|  | b) Capacity 5 ton (medium) | hr | 10
|  | c) Capacity 10 ton (large) | hr | 10
LDV's
|  | a) Capacity 1 ton | hr | 10
Conservancy/ Water tankers
|  | a) Capacity 6,000 litres (small) | hr | 10
|  | b) Capacity 9,000 litres (medium) | hr | 10
|  | c) Capacity 15,000 litres (large) | hr | 10
Excavator (Crawler excavator)
|  | a) 20 tonne | hr | 10
|  | b) 30 tonne | hr | 10
TLB's (Tractor loader backhoe)
|  | a) 2x4 | hr | 10
|  | b) 4x4 | hr | 10
Walk behind vibrating rollers
|  | a) Model BW 61 (small) | hr | 10
|  | b) Model BW 76 (medium) | hr | 10
|  | c) Model BW 90 (large) | hr | 10
Compactors
|  | b) Plate compactor | hr | 10
Compressors (Potable Diesiel Compressor)
|  | a) Small | hr | 10
|  | b) Medium | hr | 10
|  | c) Large | hr | 10
Portable water pumps
|  | a) Small | hr | 10
|  | b) Medium | hr | 10
|  | c) Large | hr | 10
SCHEDULE 1: CARRIED TO SUMMARY
2 | SANS 1200C | SCHEDULE 2: SITE CLEARANCE
2.1 | 8.2.1 | Clear and grub for width of 3 metres along the pipe route | m | 2200
2.2 | PSC 8.2.5 | Take down existing masonry walls, palisade fences and other obstructions on the pipe route
|  | a)110mm wall | m² | 50
|  | b) 220mm wall | m² | 50
|  | c) 330mm wall | m² | 50
|  | d) steel pallisade fences | m² | 50
2.3 | 8.2.10 | Remove topsoil to nominal depth of 150mm and stockpile | m³ | 1485
2.4 | PSC 8.2.11b | Removal of man-made surfaces
a) Roadway, Asphalt and other layers
|  | i) Asphalt (≤ 50mm thick) and including base, sub-base and subgrades layers up to 800mm deep | m² | 150
|  | ii) Asphalt (> 50mm ≤ 100mm thick) and including base, sub-base and subgrades layers up to 800mm deep | m² | 150
b) Footways and Driveways
|  | i) Asphalt ≤ 50mm thickness | m² | 75
|  | ii) Asphalt > 50 ≤ 100mm thickness | m² | 75
|  | iii) Interlocking concrete segmental paving blocks (all colours) | m² | 650
|  | iv) Concrete slabs (450 x 450mm) | m² | 50
|  | v)Brick paving | m² | 30
|  | vi)Unreinforced concrete ≤ 75mm thick | m² | 10
|  | vii)Reinforced concrete ≤ 75mm thick | m² | 10
|  | viii)Grassing | m² | 1650
|  | ix)Kerbing (all types of kerbing) | m | 175
2.4.1 | PSC 8.2.12.1 | Backfilling and reinstatement of roads
|  | (a) 150mm base | m³ | 110
|  | (b) 150mm subbase | m³ | 110
|  | (c)150mm selected subgrade | m³ | 300
CARRIED FORWARD
BROUGHT FORWARD
2.4.2 | PSC 8.2.12.2 | Backfilling and reinstatement of footways
a)Using removed materials:
|  | Interlocking concrete segmental paving blocks (all colours) | m² | 650
|  | Brick paving | m² | 30
|  | Grassing | m² | 350
|  | Kerbing (all types of kerbing) | m | 175
b) Using new materials:
|  | ≤50mm thick Bitumen hot - mix: Fine | m² | 225
|  | >50mm≤100mm thick Bitumen hot - mix: Fine | m² | 225
|  | Interlocking concrete segmental paving blocks, including a 20mm river sand bedding layer, jointing sand (plaster sand) and mortar infill between edge restraint and blocks | m² | 150
|  | Concrete slabs (450 x 450mm) including a 20mm river sand bedding layer, jointing mortar | m² | 50
|  | Brick paving including a 20mm river sand bedding layer, jointing sand (plaster sand) and mortar infill between edge restraint and bricks | m² | 18
|  | Unreinforced concrete ≤ 75mm thick (15MPa) | m² | 10
|  | Reinforced concrete ≤ 75mm thick (15MPa) | m² | 10
|  | Grassing | m² | 1300
|  | Kerbing, including a 50mm bedding (cement and river sand), jointing mortar and 15MPa concrete haunching at all joints | m | 10
2.4.3 | PSC 8.2.13 | Reinstatement of existing masonry walls and palisade fences
a) Face Brick
|  | 110mm wall | m² | 25
|  | 220mm wall | m² | 25
|  | 330mm wall | m² | 25
b) Plastered
|  | 110mm wall | m² | 25
|  | 220mm wall | m² | 25
|  | 330mm wall | m² | 25
|  | c)Steel Palisade fences (2.1m height) | m² | 50
|  | d)Reinstatement of existing outer buildings to its original state or to Enginner satisifaction | No. | 0
SCHEDULE 2: CARRIED TO SUMMARY
3.0 | SANS 1200DB | SCHEDULE 3: EARTHWORKS (PIPE TRENCHES)
3.1 | 8.3.2 | Excavation
(a) Excavate in all materials, backfill and compact and dispose of surplus and unsuitable materials within the free haul distance, for trenches (including shoring and or bracing of trench sides)
|  | i) > 0m but ≤ 1.5m deep | m³ | 5840
|  | ii) > 1.5m but ≤ 2.5m deep | m³ | 3960
|  | iii) > 2.5m but ≤ 3.5m deep | m³ | 3960
|  | iv) > 3.5m deep | m³ | 1650
(b) Extra over item (a) above for:
|  | i) Intermediate material | m³ | 2500
|  | ii) Hard rock material | m³ | 1650
|  | iii) Boulder excavation | m³ | 750
3.2 | 8.3.3 | Excavation ancillaries
| 8.3.3.1 | Make up deficiency in backfill material:
|  | a) By importation from commercial source or off-site sources selected by the Contractor | m³ | 2500
3.3 |  | Additional compaction
| 8.3.3.3 | Compaction in road reserve
|  | a) Additional compaction to 93% mod AASHTO density in road reserves | m³ | 520
3.4 | PSDB 8.3.5 | Existing services that intersect or adjoin a pipe trench:
a) Service that intersect a trench
|  | (i) Cables. | No. | 85
|  | (ii) Water mains | No. | 25
|  | (iii) Water house connections | No. | 125
|  | (iv) Sewer pipes up to 400 mm dia. | No. | 55
|  | (v) Storm water pipes up to 1050 mm dia. | No. | 45
|  | (vi) Kerbs and channels | No. | 56
b) Services that adjoin a trench
|  | (i) Cables. | m | 750
|  | (ii) Water mains | m | 750
|  | (iii) Storm water pipes up to 1050 mm dia. | m | 1680
|  | (iv) Kerbs and channels | m | 780
|  | (v) Sewer pipes up to 400 mm dia. | m | 2200
3.4 | PSDB 8.3.5 | (c) Services that require special care | No | 15
SCHEDULE 3: CARRIED TO SUMMARY
4.0 | SANS 1200LB | SCHEDULE 4: BEDDING (PIPES)
4.1 |  | Provision of bedding:
4.1.1 | 8.2.1 | (a) from trench excavations
|  | i) selected granular material | m³ | 2711
|  | ii) selected fill material | m³ | 660
4.1.2 | 8.2.2.3 | (b) from commercial sources
|  | i) selected granular material | m³ | 290
|  | ii) selected fill material | m³ | 120
|  | (iii) Bidim A2 | m² | 1800
|  | (iv) 19mm crusher run stone | m³ | 275
|  | (v) Dump Rock | m³ | 225
|  | (vi) River sand | m³ | 660
SCHEDULE 4: CARRIED TO SUMMARY
5.0 | SANS 1200LD | SCHEDULE 5: SEWERS
5.1 | 8.2.1 | Supply, lay, joint, bed, backfill on Flexible bedding and test the following pipes as detailed in the project specifications for gravity lines:
5.1.1 |  | (a) Class 34/300 uPVC heavy duty sewer pipe
|  | i) DN160 | m | 0
|  | ii) DN200 | m | 0
|  | iii) DN250 | m | 0
|  | iv) DN315 | m | 0
|  | v) DN355 | m | 0
|  | vi) DN400 | m | 0
|  | (vii) DN 450 | m | 0
|  | (vii) DN 500 | m | 0
|  | (ix) DN 630 | m | 0
5.1.2 |  | (b) HDPE PE100 PN8
|  | i) DN160 | m | 0
|  | ii) DN200 | m | 0
|  | iii) DN250 | m | 0
|  | iv) DN315 | m | 0
|  | v) DN355 | m | 0
|  | vi) DN400 | m | 0
|  | (vii) DN 450 | m | 0
|  | (viii) DN 500 | m | 0
|  | (ix) DN 630 | m | 0
|  | (x) DN 710 | m | 0
|  | (xi) DN 800 | m | 0
|  | (xii) DN 900 | m | 0
|  | (xiii) DN 1000 | m | 0
|  | (xiv) DN 1200 | m | 0
5.1.3 |  | (c) Concrete heavy duty sewer pipe Class 100D-SI pipes with sacrificial layer.
|  | i) DN300 | m | 0
|  | ii) DN375 | m | 0
|  | (iii) DN 450 | m | 0
|  | (iv) DN 525 | m | 0
|  | (v) DN 600 | m | 0
|  | (vi) DN 675 | m | 0
|  | (vii) DN 750 | m | 0
|  | (viii) DN 825 | m | 0
|  | (ix) DN 900 | m | 0
|  | (x) DN 1050 | m | 0
|  | (xi) DN 1200 | m | 0
5.1.4 |  | (d) HDPE spiral reinforced pipes
|  | (i) DN400 | m | 0
|  | (ii) DN 450 | m | 0
|  | (iii) DN 500 | m | 0
|  | (iv) DN 600 | m | 0
|  | (v) DN 700 | m | 0
|  | (vi) DN 800 | m | 0
|  | (vii) DN 900 | m | 0
|  | (viii) DN 1000 | m | 0
|  | (ix) DN 1100 | m | 0
|  | (x) DN 1200 | m | 0
5.1 |  | Sewer Rising Mains:
5.1.1 |  | a) Supply, lay, bed (class B bedding), all test and disinfect, backfill sipogot and socket joints high impact mPVC Class 16 pipes:
|  | i) DN315 | m | 0
5.1.1 |  | b) Supply, lay, bed (class B bedding), all test and disinfect, backfill complete joints to be butt welded or electro fusion, HDPE PE100 SDR11 PN16 pipes:
|  | i) DN315 | m | 0
|  | ii) DN355 | m | 0
|  | iii) DN400 | m | 0
|  | iv) DN450 | m | 0
|  | v) DN500 | m | 0
|  | vi) DN630 | m | 0
|  | vii) DN900 | m | 2200
5.2.3 |  | c) Supply, lay, bed (class B bedding), all test and disinfect, backfill complete OPVC Class 16 pipes to SANS 16422, joints to be spigot and socket, thrust/anchor blocks to be provided at every change in direction:
|  | i) DN355 | m | 0
|  | ii) DN400 | m | 0
|  | iii) DN450 | m | 0
|  | iv) DN500 | m | 0
|  | v) DN560 | m | 0
|  | vi) DN630 | m | 0
| 8.2.2 | Extra-over for 5.1 for the supply, lay and bedding of Specials with couplings:
5.3 |  | Fittings to suit High Impact Class 16 uPVC pipes
5.3.1 |  | a) Shouldered end Steel Bends Fusion Bonded Epoxy coated 250 microns including thrust blocks to suit high impact uPVC pipe:
DN315
|  | i) 11¼° | No | 0
|  | ii) 22.5° | No | 0
|  | iii) 45° | No | 0
|  | iv) 90° | No | 0
5.2 |  | Fittings to suit HDPE PN 16 SDR 11 PE 100 pipes
5.2.1 |  | a) Segmented bends for HDPE pipe PN16 SDR11 PE100
|  | i) 90⁰ bend for 315 diameter pipe | No | 0
|  | ii) 90⁰ bend for 350 diameter pipe | No | 0
|  | iii) 90⁰ bend for 400 diameter pipe | No | 0
|  | iv) 90⁰ bend for 450 diameter pipe | No | 0
|  | v) 90⁰ bend for 500 diameter pipe | No | 0
|  | vi) 90⁰ bend for 560 diameter pipe | No | 0
|  | vii) 90⁰ bend for 600 diameter pipe | No | 0
|  | i) 90⁰ bend for 900 diameter pipe | No | 12
|  | viii) 45⁰ bend for 315 diameter pipe | No | 0
|  | xi) 45⁰ bend for 350 diameter pipe | No | 0
|  | x) 45⁰ bend for 400 diameter pipe | No | 0
|  | xi) 45⁰ bend for 450 diameter pipe | No | 0
|  | xii) 45⁰ bend for 500 diameter pipe | No | 0
|  | xiii) 45⁰ bend for 560 diameter pipe | No | 0
|  | xiv) 45⁰ bend for 600 diameter pipe | No | 0
|  | ii) 45⁰ bend for 900 diameter pipe | No | 21
|  | xv) 22.5⁰ bend for 315 diameter pipe | No | 0
|  | xvi) 22.5⁰ bend for 350 diameter pipe | No | 0
|  | xvii) 22.5⁰ bend for 400 diameter pipe | No | 0
|  | xviii) 22.5⁰ bend for 450 diameter pipe | No | 0
|  | xix) 22.5⁰ bend for 500 diameter pipe | No | 0
|  | xx) 22.5⁰ bend for 560 diameter pipe | No | 0
|  | xxi) 22.5⁰ bend for 600 diameter pipe | No | 0
|  | iii) 22.5⁰ bend for 900 diameter pipe | No | 18
|  | xxii) 11¼⁰ bend for 315 diameter pipe | No | 0
|  | xxiii) 11¼⁰ bend for 350 diameter pipe | No | 0
|  | xxiv) 11¼⁰ bend for 400 diameter pipe | No | 0
|  | xxv) 11¼⁰ bend for 450 diameter pipe | No | 0
|  | xxvi) 11¼⁰ bend for 500 diameter pipe | No | 0
|  | xxvii) 11¼⁰ bend for 560 diameter pipe | No | 0
|  | xxviii) 11¼⁰ bend for 600 diameter pipe | No | 0
|  | iv) 11¼⁰ bend for 900 diameter pipe | No | 18
b) Stub and Flange for HDPE PN16 PE100 SDR11
|  | i) Stub and Flange for 315 diameter pipe | No | 0
|  | ii) Stub and Flange for 350 diameter pipe | No | 0
|  | iii) Stub and Flange for 400 diameter pipe | No | 0
|  | iv) Stub and Flange for 450 diameter pipe | No | 0
|  | v) Stub and Flange for 500 diameter pipe | No | 0
|  | vi) Stub and Flange for 560 diameter pipe | No | 0
|  | vii) Stub and Flange for 600 diameter pipe | No | 0
|  | i) Stub and Flange for 900 diameter pipe | No | 36
c) Unequal Tees
|  | i) 900 x 110 | No | 2
|  | ii) 900 x 160 | No | 18
|  | iii) 900 x 200 | No | 1
5.13 | PSL 8.2.19(b) | Supply, handle, fixing, lay, bed of scour valves including chambers, complete with all fittings for connection to main line as per detail. (Rate to include all fittings required including wastewater resilient seated gate valve, couplings, welding of joints, chamber and cover , etc.)
|  | i) DN100 | No | 9
CARRIED FORWARD
BROUGHT FORWARD
5.14 | 8.2.11 | Thrust blocks
Supply, handle, mixing and testing of concrete thrust blocks. Rate shall cover the cost of excavation and trimming, formwork, reinforcement and screeding of top surfaces:
|  | At 11.25° bend | No. | 18
|  | At 22.5° bend | No. | 18
|  | At 45° bend | No. | 21
|  | At 90° bend | No. | 12
| SANS 1200 | Supply, handle, fixing, lay, bed of combination valves including chambers, complete with all fittings for connection to main line as per detail. (Rate to include all fittings required including isolation valve, couplings, welding of joints, chamber and cover , etc.) |  |  |  | 0
|  | 3500x2500x3200DEEP |  |  |  | 0
0
|  | SCHEDULED FORMWORK ITEMS |  |  |  | 0
0
|  | Vertical formwork to: |  |  |  | 0
0
|  | RC Wall and Base | m2 | 1710 |  | 0
0
|  | SCHEDULED REINFORCMENT ITEMS |  |  |  | 0
0
|  | Reinforcement |  |  |  | 0
0
|  | Rebar tonnage | t | 36 |  | 0
0
|  | CONCRETE |  |  |  | 0
0
|  | Strength Concrete: |  |  |  | 0
0
|  | Mix 30 Mpa/19 to bases, walls, roof & thruss blocks | m3 | 370 |  | 0
0
|  | Mix 15 Mpa/19 to blinding | m³ | 15 |  | 0
0
0
0
0
0
0
0
0
0
5.5 |  | Fittings to suit OPVC spigot & Socket ended pipes |  |  |  | 0
0
5.5.1 |  | Spigot & socket ended Steel Bends Fusion Bonded Epoxy coated 250 microns including thrust blocks to suit OPVC pipes: |  |  |  | 0
|  | DN355 |  |  |  | 0
|  | i) 11¼° | No | 0 |  | 0
|  | ii) 22.5° | No | 0 |  | 0
|  | iii) 45° | No | 0 |  | 0
|  | iv) 90° | No | 0 |  | 0
|  | DN400 |  |  |  | 0
|  | i) 11¼° | No | 0 |  | 0
|  | ii) 22.5° | No | 0 |  | 0
|  | iii) 45° | No | 0 |  | 0
|  | iv) 90° | No | 0 |  | 0
|  | DN500 |  |  |  | 0
|  | i) 11¼° | No | 0 |  | 0
|  | ii) 22.5° | No | 0 |  | 0
|  | iii) 45° | No | 0 |  | 0
|  | iv) 90° | No | 0 |  | 0
|  | DN550 |  |  |  | 0
|  | i) 11¼° | No | 0 |  | 0
|  | ii) 22.5° | No | 0 |  | 0
|  | iii) 45° | No | 0 |  | 0
|  | iv) 90° | No | 0 |  | 0
|  | DN600 |  |  |  | 0
|  | i) 11¼° | No | 0 |  | 0
|  | ii) 22.5° | No | 0 |  | 0
|  | iii) 45° | No | 0 |  | 0
|  | iv) 90° | No | 0 |  | 0
5.3 | PSL 8.2.19(b) | Supply, handle, fixing, lay, bed of single chamber flanged double acting wastewater air release valves (Combination valves), complete with all fittings for connection to main line as per detail JW100-DET14-W01. (Rate to include all fittings required including wastewater resilient seated gate valve, couplings, wrapping of joints, chamber and cover , etc.) Air valves to be PN16 and Double Fusion Epoxy Bonded coated.
|  | i) DN80 | No | 0
|  | iii)DN150 | No | 9
|  | iv)DN200 | No | 0
|  | v)DN250 | No | 0
5.7 |  | Supply, handle, lay and test through Horizotal Direction Drilling (through soft, medium and hard material) for depth not exceeding 10metres including supply of equipment for road crossings (Launch and reception pits will be paid under earthworks):
5.7.1 |  | (a) HDPE PE100 PN 8
|  | i) DN160 | m | 0
|  | ii) DN200 | m | 0
|  | iii) DN250 | m | 0
|  | iv) DN315 | m | 0
|  | v) DN355 | m | 0
|  | vi) DN400 | m | 0
|  | (vii) DN 450 | m | 0
|  | (viii) DN 500 | m | 0
|  | (ix) DN 630 | m | 0
|  | (x) DN 710 | m | 0
|  | (xi) DN 800 | m | 0
|  | (xii) DN 900 | m | 0
|  | (xiii) DN 1000 | m | 0
|  | (xiv) DN 1200 | m | 0
5.7.2 |  | Extra over for item 5.7.1(a) above for drilling into hard rock | m | 50
5.7 |  | Supply, handle, lay and test through Horizotal Direction Drilling (through soft, medium and hard material) for depth not exceeding 10metres including supply of equipment for road crossings (Launch and reception pits will be paid under earthworks):
5.7.1 |  | (a) HDPE PE100 PN 16
|  | i) DN900 | m | 100
CARRIED FORWARD
BROUGHT FORWARD
5.8 | 8.2.3 | Manholes
5.8.1 |  | Manholes 1,000mm diameter complete with cover and frame
|  | a) > 0m but ≤ 2.0m deep | No. | 0
|  | b) > 2m but ≤ 3.0m deep | No. | 0
5.8.2 |  | Manholes 1,250mm diameter complete with cover and frame
|  | a) > 0m but ≤ 2.0m deep | No. | 0
|  | b) > 2m but ≤ 3.5m deep | No. | 0
|  | c) > 3.5m but ≤ 5.0m deep | No. | 0
5.8.3 |  | Manholes 1,500mm diameter complete with cover and frame
|  | a) > 0m but ≤ 2.0m deep | No. | 0
|  | b) > 2m but ≤ 3.5m deep | No. | 1
|  | c) > 3.5m but ≤ 5.0m deep | No. | 0
5.8.4 |  | Demolish existing manholes where new manholes will be constructed for pipe diameters 160mm to 600mm
|  | a) > 0m but ≤ 2.0m deep | No. | 0
|  | b) > 2m but ≤ 3.5m deep | No. | 0
|  | c) > 3.5m but ≤ 5.0m deep | No. | 0
d) > 5m
5.8.5 |  | Demolish existing manholes where new manholes will be constructed for pipe diameters greater than 600mm to 1200mm
|  | a) > 0m but ≤ 2.0m deep | No.
|  | b) > 2m but ≤ 3.5m deep | No. | 1
|  | c) > 3.5m but ≤ 5.0m deep | No.
|  | d) > 5m | No.
5.8.6 |  | Repair manhole benching in existing manholes up to 5m
|  | a) 0mm - 1000mm diameter | No. | 0
|  | b) 1000mm - 1250mm diameter | No. | 0
|  | c) 1250mm - 1500mm diameter | No. | 1
5.9 | 8.2.6 | Erf connections
a) Supply, bed, lay, joint, and test new property connection inclunding all fittings related to the erf connections(length of erf connection 30metres) as per detail JW100-DET2-S01
|  | i) 110mm dia. uPVC Class 34 spigot and socket pipes including joints to existing pipes and all other fittings | No. | 0
b) Supply, bed, lay, joint, and test new property connection inclunding all fittings related to the erf connections as per detail JW100-DET2-S01
|  | i) 110mm uPVC Class 34 spigot and socket pipes including joints to existing pipes and all other fittings | No | 0
5.10 |  | (a) Provisional Amount (R) for fittings not shown on detail | P.Sum | 1 | 15000 | 15000
|  | (b) Profit on item 5.10 (a) above | % | 15000
5.11 | 8.2.11 | Connect to existing Sewers
|  | Break existing manhole, channel and benching and rebuilt manhole with new channel and benching the rate shall include any temporary sewer diversion or over pumping required | No | 2
5.12 | 8.2.12 | Raising or Lowering of Existing Manholes
|  | i) 1000mm diameter | No. | 0
|  | ii) 1250mm diameter | No. | 0
|  | iii) 1500mm diameter | No. | 0
SCHEDULE 5: CARRIED TO SUMMARY
6.0 |  | SCHEDULE 6: CCTV CAMERA SURVEY AND PIPE CRACKING
6.1 |  | CCTV surveys
6.1.1 | PS 4.2.39 | Cleaning of conduits for the following pipe diameter diameter before CCTV, pipe cracking and CIPP:
|  | a) 160 > and ≤ 355mm diameter | m | 0
6.1.2 | PS 4.2.39 | Cleaning of conduits for the following pipe diameter diameter after installation if required:
|  | a) 160 > and ≤ 355mm diameter | m | 0
|  | b) > 355mm diameter | m | 2200
6.1.3 | PS 4.2.40 | CCTV camera surveys of pipelines before upgrade works, of the following diameters. The CCTV should identify any house connections, manholes and any other detail and defects in the sewer line:
|  | a) 160 > and ≤ 355mm diameter | m | 0
6.1.4 | PS 4.2.40 | CCTV camera surveys of pipelines after upgrade works, of the following diameters. The CCTV should identify any house connections, manholes and any other detail and defects in the sewer line:
|  | a) 160 > and ≤ 355mm diameter | m | 0
|  | b) > 355mm diameter | m | 2200
6.2 |  | PIPE CRACKING
6.2.1 | P.S.4.2.50.1
6.2.2 |  | Overpumping and manhole isolation
Manhole length isolation
6.2.2.1 | P.S.4.2.50.3 | a) Plugging Conduits:
|  | i) 0 ≥ 150mm diameter | No. | 0
|  | ii) 150 > and ≤ 315mm diameter | No. | 0
|  | ii) 315 > and ≤ 500mm diameter | No. | 10
|  | iii) 500> and ≤1000mm diameter | No. | 50
|  | iii) 1000> and ≤1600mm diameter | No. | 0
6.2.2.2 | P.S.4.2.50.4 | b) Over-pumping
|  | i) 0 ≥ 150mm diameter maximum flow rate 40 litres per sec | hours | 0
|  | ii) 150 > and ≤ 315mm diameter maximum flow rate 170 litres per sec | hours | 0
|  | iii) 315 > and ≤ 500mm diameter maximum flow rate 430 litres per sec | hours | 189
6.2.3
6.2.4 |  | Point repairs to sewers for the following diameters before pipe cracking. Rate to include all materials and labour required. Excavation and backfilling measured under earthworks.
|  | i) DN150 | No | 0
|  | ii) DN200 | No | 0
|  | iii) DN250 | No | 0
|  | iv) DN315 | No | 0
|  | v) DN355 | No | 0
|  | i) DN400 | No | 10
|  | vii) DN 450 | No | 0
|  | viii) DN 525 | No | 0
|  | ix) DN 600 | No | 0
|  | x) DN 675 | No | 0
xi) DN 700
|  | ii) DN 750 | No | 10
|  | xiii) DN 825 | No | 0
|  | xiv DN 950 | No | 0
|  | iii) DN 900 | No | 5
|  | xvi) DN 1050 | No | 0
|  | xvii) DN 1200 | No | 0
6.2.5 |  | CIPP (CURED IN PLACE PIPE)
6.2.5.1 |  | Specialist removal/cleaning of obstructions:
|  | Precision root cutters | hr | 0
6.2.5.2 |  | Non-structural liner for the following diameters:
|  | i) DN150 | m | 0
|  | ii) DN200 | m | 0
|  | iii) DN250 | m | 0
|  | iv) DN315 | m | 0
|  | v) DN355 | m | 0
|  | vi) DN400 | m | 0
|  | vii) DN 450 | m | 0
|  | viii) DN 525 | m | 0
|  | ix) DN 600 | m | 0
|  | x) DN 675 | m | 0
|  | xi) DN 750 | m | 0
|  | xii) DN 825 | m | 0
|  | xiii) DN 950 | m | 0
|  | xiv) DN 900 | m | 0
|  | xv) DN 1050 | m | 0
|  | xvi) DN 1200 | m | 0
6.3 | SANS1200LG | PIPE JACKING
6.3.1 | 8.2.1 | Jacking Establishment
6.3.1.1 |  | a) Fixed Charges | Sum | 0
6.3.1.2 |  | b) Time Related charges | Sum | 0
6.4 | 8.2.6 | Supply and install the following pipes through pipe Jacking Method, Complete with excavations, concrete sleeve pipes to suit etc:
a) Supply and installation of in-the-wall joint concrete Sleeve pipes 100D with sliding rubber rings
6.4.1 |  | i) 900mm ND concrete pipe | m | 0
6.4.2 |  | ii) 1117mm ND concrete pipe | m | 0
6.4.3 |  | iii) 1473mm ND concrete pipe | m | 0
6.4.4 |  | iv) 1678mm ND concrete pipe | m | 0
6.4.5 |  | v) 1800mm ND concrete pipe | m | 0
6.4.6 |  | vi) 2000mm ND concrete pipe | m | 0
6.4.7 |  | vii) 2250mm ND concrete pipe | m | 0
6.4.8 |  | viii) 2500mm ND concrete pipe | m | 0
b) Supply and installation of pipes including all supports:
6.4.9 |  | i) 400mm HDPE PN16 PE100 SDR11 butt welded | m | 0
6.4.10 |  | ii) 450mm HDPE PN16 PE100 SDR11 butt welded | m | 0
6.4.11 |  | iii) 500mm HDPE PN16 PE100 SDR11 butt welded | m | 0
6.4.12 |  | iv) 630mm HDPE PN16 PE100 SDR11 butt welded | m | 0
6.4.13 |  | v) 710mm HDPE PN16 PE100 SDR11 butt welded | m | 0
6.4.14 |  | vi) 800mm HDPE PN16 PE100 SDR11 butt welded | m | 0
6.4.15 |  | vii) 900mm HDPE PN16 PE100 SDR11 butt welded | m | 0
6.4.16 |  | viii) 1000mm HDPE PN16 PE100 SDR11 butt welded | m | 0
6.4.17 |  | ix) 1200mm HDPE PN16 PE100 SDR11 butt welded | m | 0
6.5 | 8.2.7 | Extra-over for 8.2.6 for Lengths of Pipeline greater than 85 metres | m | 0
6.6 | 8.2.8 | Extra-over 8.2.6 for Excavations in Rock | m³ | 0
6.7 | 8.2.9 | Stabilisation of Unstable Areas or Grouting of Voids were Ordered by the Employer's Agent
6.7.1 |  | a) Provision and Establishment of Equipment on Site, and Removal on Completion of the Operation: | Sum | 0
6.7.2 |  | b) Operation of Equipment | Day | 0
6.7.3 |  | c) Materials used | m³ | 0
6.8 | 8.2.10 | Standing Time for Pipe Jacking Gang the Jacking Equipment Covered in 8.2.1 | hr | 0
7.0 | SABS | GABIONS AND PITCHING
1200 DK
7.1 | 8.2.1 | Surface preparation for bedding of gabions
|  | a) Cavities filled with approved excavated material | m³ | 0
|  | b) Cavities filled with Grade 15 concrete | m³ | 0
(Provisional)
7.2 | 8.2.2 | Gabions
Supply, place, fill with stones,lacing and bracing gabions boxes or mattresses, the rate should include the supply of stones:
(Double twist hexagonal wire mesh to SANS 1580:2005) Mesh Type 80 with 2,7/3,7mm Class A Galvanised and uPVC coated wire
7.2.1 |  | a) Gabion mattrasses
|  | 2 m x 2 m x 0.3 m | m³ | 0
(b) Gabion boxes
|  | 1m x 1m x1m | m³ | 0
7.3 | 8.2.4 | Supply and install Geotextile membrane:
7.3.1 |  | a) AG150 - Minimun Energy Absorption - 4,0kN/m | m² | 0
7.4 | 8.2.5 | Pitching
7.4.1 |  | a) Medium pitching - plain | m² | 0
8.0 |  | SCHEDULE 8 : Ablution Blocks and VIP Toilets
8.1 | PA | VIP AND ABLUTION BLOCKS:
| PA 3.1 | (a) Supply, Deliver and install a pre cast VIP toilet including all accessories | No | 0
| PA 3.2 | (b) Supply, Deliver and install a Precast VIP toilet for disabled people icluding all accesories | No | 0
| PA 3.3 | (c) Supply, Deliver and install Precast Waterborne toilet including all accessories including drainnage connection with all accessories | No | 0
| PA 3.4 | (d) Supply, Deliver and install Precast Waterborne toilet for disabled people including all accessories including drainnage connection with all accessories | No | 0
8.2 |  | VIP SUBSTRUCTURE
| PA 3.5 | (a) Supply, Deliver and install a pre cast VIP sub structure complete with beams | No | 0
| PA 3.6 | (b) Supply and Erection of Brickworks ( Excavation to be paid under Section D) | m2 | 0
| PA 3.7 | c) Supply and pplication of Water proof sealant only on instruction of Employer's Agent | m2 | 0
| PA 2.3 | (d) Extraover of 6mm single coat cement plaster on brick substructure according to | m2 | 0
SANS 2001-EMI: 2007
8.3 |  | ABLUTION BLOCKS:
| PA 3.8 | (a) Supply and Install 12m X 2.4m Prefabricated Female Ablution Unit | No | 0
| PA 3.9 | (b) Supply and Install 12m X 2.4m Prefabricated Male Ablution Unit | No | 0
| PA 3.10 | (c) Supply and install 6m X 2.4m Prefabricated Male Ablution Unit | No | 0
| PA 3.11 | (d) Supply and install 6m X 2.4m Prefabricated Female Ablution Unit | No | 0
8.4 | PA | Wash Trouph:
|  | (a) Provide and install double concrete wash trough including stand, two taps, | No | 0
fixing into the ablution Block, drainnage and water connection
8.5 | PA | Guard House
|  | (a) Provsional sum for supply and erection of security guard house | P/S | 0
8.6 | PA | Supply and erection of new fencing material:
| PA | a) Supply, delivery and installation of steel wire mesh fencing around the ablution blocks (0.9mm x 90mm x 1.8mm x 5000mm) including gate, galvanised steel poles, concrete footings, transportation and installation (incl. labour) | m | 0
river sand
bidim
SCHEDULE 6: CARRIED TO SUMMARY
SCHEDULE 1: PRELIMINARY AND GENERAL
SCHEDULE 2: SITE CLEARANCE
SCHEDULE 3: EARTHWORKS (PIPE TRENCHES)
SCHEDULE 4: BEDDING (PIPES)
SCHEDULE 5: SEWERS
SCHEDULE 6: CCTV CAMERA SURVEY AND PIPE CRACKING
SUBTOTAL
Add 15% VAT
Grand Total

## A&P Civils (hidden)
Item No. | Payment Clause | Description | Unit | Qty | Rate | Rate (Esc) | Amount
1 | SABS 1200A & 1200AB | SCHEDULE 1: PRELIMINARY AND GENERAL
1.1 | 8.3 | FIXED-CHARGE ITEMS
1.1.1 | 8.3.1 | Contractual requirements | Sum | 1 | 15000 | 15000 | 15000
1.1.2 | 8.3.2 | Provision of facilities on site:
| 8.3.2.1 | 1) Facilities for Engineer:
|  | a)Engineers Office Type 2 and parking (No.=2) | Sum | 1 | 15000 | 15000 | 15000
|  | b)Nameboards (No=2) | Sum | 1 | 24000 | 24000 | 24000
|  | c) Communication | P/S | 0 | 15000 | 15000 | 0
|  | d) Overhead profit on item 1.1.2(c) above | % | 15000 | 1500 | 1500 | 1500
|  | e) Meeting room Type 1 | Sum | 1 | 15000 | 15000 | 15000
|  | f) Latrine facilities | Sum | 1 | 6500 | 6500 | 6500
1.1.3 | 8.3.2.2 | 2) Facilities for the Contractor
|  | a) Offices and storage sheds | Sum | 1 | 20000 | 20000 | 20000
|  | b) Ablution and latrine facilities | Sum | 1 | 20000 | 20000 | 20000
|  | c) Tools and equipment | Sum | 1 | 20000 | 20000 | 20000
|  | d) Access (see sub-clause 5.8) | Sum | 1 | 12000 | 12000 | 12000
|  | e) Water supplies, electric power and communications | Sum | 1 | 5000 | 5000 | 5000
|  | f) Dealing with water | Sum | 1 | 15000 | 15000 | 15000
1.1.4 | PSA 8.3.5.2 | OHS Act Obligations (Compilation of OHSAct file) | Sum | 1 | 12500 | 12500 | 12500
1.1.5 |  | Complaince with all COVID fixed items Requirements | Sum | 0 | 150000 | 150000 | 0
1.1.6 | PSA 8.3.5.3 | EMP Obligations | Sum | 1 | 15000 | 15000 | 15000
1.1.7 | PSA 8.3.5.1 | Issuing of notices to consumers also refer to PS6.6 | Sum | 1 | 5000 | 5000 | 5000
1.1.8 | 8.3.4 | Removal of site Establishment | Sum | 1 | 25000 | 25000 | 25000
1.2 | 8.4 | TIME RELATED ITEMS
1.2.1 | 8.4.1 | Contractual requirements | month | 10 | 25000 | 25000 | 250000
| 8.4.2 | Operation and maintainance of facilities on site.
1.2.2 | 8.4.2.1 | 1) Facilities for Engineer:
|  | a)Engineers Office Type 2 and parking (No.=2) | month | 10 | 8500 | 8500 | 85000
|  | b)Nameboards (No=2) | month | 10 | 1500 | 1500 | 15000
|  | c) Communication | P/S | 0 | 15000 | 15000 | 0
|  | d) Overhead profit on item 1.2.2(c) above | % | 15000 | 1500 | 1500 | 1500
|  | e) Meeting room Type 1 | month | 10 | 4500 | 4500 | 45000
|  | f) Latrine facilities | month | 10 | 3000 | 3000 | 30000
Carried Forward | [6 empty] | 653000
Brought Forward | [6 empty] | 653000
1.2.3 | 8.4.2.2 | Facilities for the Contractor:
|  | a) Offices and storage sheds | month | 10 | 9000 | 9000 | 90000
|  | b) Ablution and latrine facilities | month | 10 | 4500 | 4500 | 45000
|  | c) Tools and equipment | month | 10 | 12000 | 12000 | 120000
|  | d) Access (see sub-clause 5.8) | month | 10 | 12000 | 12000 | 120000
|  | e) Plant | month | 10 | 30000 | 30000 | 300000
|  | f) Water supplies, electric power and communications | month | 10 | 5000 | 5000 | 50000
|  | g) Dealing with water | month | 10 | 10000 | 10000 | 100000
1.2.4 | 8.4.3 | Supervision for the duration of construction | month | 10 | 100000 | 100000 | 1000000
1.2.5 | 8.4.4 | Company and head office overhead costs for the duration of the Contract | month | 10 | 10000 | 10000 | 100000
1.2.6 | PSA 8.4.6.2 | Security Services | month | 10 | 45000 | 45000 | 450000
1.3 | OHS Spec. | Allow for compliance with all aspects of the OHS specification including:
1.3.1 | PSA 8.4.6.4 | Risk assesment | month | 10 | 5500 | 5500 | 55000
1.3.2 | PSA 8.4.6.1(1) | Complaince with Health and Safety Plan including Safety Officer Salary | month | 10 | 35000 | 35000 | 350000
1.3.3 |  | Complaince with all COVID requirements | month | 0 | 75000 | 75000 | 0
1.4 | EMP | Allow for compliance with all aspects of the EMP/Authorizations including
1.4.1 | PSA 8.4.6.1(2) | a)Environmental Officer Salary | month | 10 | 22000 | 22000 | 220000
1.4.2 | PSA 8.4.6.1(3) | b) Environmental Control Officer | P/S | 0 | 360000 | 360000 | 0
1.4.3 |  | c) Overheads, charges and profit on item 1.4.2(b) above | % | 360000 | 36000 | 36000 | 36000
1.5 | 8.6 | Prime cost items
1.5.1 |  | a) Materials used in the execution of dayworks | P/S | 1 | 20000 | 20000 | 20000
1.5.2 |  | b) Overheads, charges and profit on item 1.4.1(a) above | % | 20000 | 2000 | 2000 | 2000
1.6 | 8.8 | TEMPORARY WORKS
1.6.1 | 8.8.2 | Dealing with traffic for the duration of the Contract | Sum | 1 | 25000 | 25000 | 25000
1.6.2 | 8.8.6 | Dealing with water | Sum | 1 | 25000 | 25000 | 25000
1.6.3 | 8.8.4 | Existing services
1.6.4 | PSA 8.8.4 (a) | a) Supply or hire of specialist equipment for the detection and Scanning of existing services. | P/S | 1 | 50000 | 50000 | 50000
1.6.5 |  | Profit on item 1.6.4 (a) above | % | 50000 | 5000 | 5000 | 5000
1.6.6 | PSA 8.8.4 (b) | b) Excavation by hand to expose existing services. | m3 | 100 | 180 | 180 | 18000
1.7 | PSA 8.5 | PROVISIONAL SUMS STATED BY ENGINEER
|  | a) Reinstatement of asphalt by JRA | P/S | 1 | 500000 | 500000 | 500000
|  | b) Engineer's Equipment and Independent testing | P/S | 1 | 100000 | 100000 | 100000
|  | c) Temporary protection of existing services | P/S | 1 | 45000 | 45000 | 45000
|  | d) Community Liaison Officer | P/S | 1 | 100000 | 100000 | 100000
|  | e) Landscaping and including irrigation system | P/S | 1 | 50000 | 50000 | 50000
|  | f) Relocation of existing services | P/S | 1 | 25000 | 25000 | 25000
|  | g) Training of local labour | P/S | 1 | 100000 | 100000 | 100000
|  | h) Alterations and connection to Municipal services and repair to damaged services where approved by Engineer | P/S | 1 | 20000 | 20000 | 20000
Carried Forward | [6 empty] | 4774000
Brought Forward | [6 empty] | 4774000
|  | i) Disposal of Asbestos | P/S | 1 | 100000 | 100000 | 100000
|  | j) Investigations as ordered by the Engineer | P/S | 1 | 120000 | 120000 | 120000
|  | k) Survey as per the Engineer's instruction. Rate to include for a CD with AutoCAD drawing/s and co-ordinates data in CSV or text format. | P/S | 1 | 250000 | 250000 | 250000
|  | l) Overheads, charges and profit on items (a-k) above | % | 1410000 | 141000 | 141000 | 141000
1.8 | P.S 3.2.8 | m) Overheads, charges and profit on items and Management fees for SMMEs based on SMME value paid to them (Value of Provisional Sum provided is indicative and will depend on a work package allocation) | P/S | 1 | 100000 | 100000 | 100000
|  | n) Overheads, charges and profit on item m above (Value of Provisional Sum provided is indicative and will depend on a work package allocation) | % | 5857224 | 100000 | 100000 | 100000
1.9 | 8.7 | Day works (to be executed on instruction from the Engineer)
Labour
|  | a) Unskilled | hr | 10 | 44 | 44 | 440
|  | b) Semi skilled | hr | 10 | 50 | 50 | 500
|  | c) Skilled | hr | 10 | 55 | 55 | 550
|  | d) Armed Security guard | hr | 10 | 50 | 50 | 500
Tipper truck
|  | a) Capacity 6m³ (small) | hr | 10 | 300 | 300 | 3000
|  | b) Capacity 10m³ (medium) | hr | 10 | 350 | 350 | 3500
|  | c) Capacity 12m³ (large) | hr | 10 | 385 | 385 | 3850
Flat bed tracks
|  | a) Capacity 3 ton (small) | hr | 10 | 150 | 150 | 1500
|  | b) Capacity 5 ton (medium) | hr | 10 | 200 | 200 | 2000
|  | c) Capacity 10 ton (large) | hr | 10 | 250 | 250 | 2500
LDV's
|  | a) Capacity 1 ton | hr | 10 | 100 | 100 | 1000
Conservancy/ Water tankers
|  | a) Capacity 6,000 litres (small) | hr | 10 | 300 | 300 | 3000
|  | b) Capacity 9,000 litres (medium) | hr | 10 | 350 | 350 | 3500
|  | c) Capacity 15,000 litres (large) | hr | 10 | 420 | 420 | 4200
Excavator (Crawler excavator)
|  | a) 20 tonne | hr | 10 | 650 | 650 | 6500
|  | b) 30 tonne | hr | 10 | 850 | 850 | 8500
TLB's (Tractor loader backhoe)
|  | a) 2x4 | hr | 10 | 420 | 420 | 4200
|  | b) 4x4 | hr | 10 | 460 | 460 | 4600
Walk behind vibrating rollers
|  | a) Model BW 61 (small) | hr | 10 | 110 | 110 | 1100
|  | b) Model BW 76 (medium) | hr | 10 | 120 | 120 | 1200
|  | c) Model BW 90 (large) | hr | 10 | 180 | 180 | 1800
Compactors
|  | b) Plate compactor | hr | 10 | 35 | 35 | 350
Compressors (Potable Diesiel Compressor)
|  | a) Small | hr | 10 | 220 | 220 | 2200
|  | b) Medium | hr | 10 | 250 | 250 | 2500
|  | c) Large | hr | 10 | 380 | 380 | 3800
Portable water pumps
|  | a) Small | hr | 10 | 60 | 60 | 600
|  | b) Medium | hr | 10 | 90 | 90 | 900
|  | c) Large | hr | 10 | 140 | 140 | 1400
Section 1: Preliminary & General - Carried to Summary | [6 empty] | 5654690
2 | SANS 1200C | SCHEDULE 2: SITE CLEARANCE
2.1 | 8.2.1 | Clear and grub for width of 3 metres along the pipe route | m | 2200 | 20 | 20 | 44000
2.2 | PSC 8.2.5 | Take down existing masonry walls, palisade fences and other obstructions on the pipe route
|  | a)110mm wall | m² | 50 | 110 | 110 | 5500
|  | b) 220mm wall | m² | 50 | 130 | 130 | 6500
|  | c) 330mm wall | m² | 50 | 140 | 140 | 7000
|  | d) steel pallisade fences | m² | 50 | 250 | 250 | 12500
2.3 | 8.2.10 | Remove topsoil to nominal depth of 150mm and stockpile | m³ | 1485 | 48 | 48 | 71280
2.4 | PSC 8.2.11b | Removal of man-made surfaces
a) Roadway, Asphalt and other layers
|  | i) Asphalt (≤ 50mm thick) and including base, sub-base and subgrades layers up to 800mm deep | m² | 150 | 85 | 85 | 12750
|  | ii) Asphalt (> 50mm ≤ 100mm thick) and including base, sub-base and subgrades layers up to 800mm deep | m² | 150 | 85 | 85 | 12750
b) Footways and Driveways
|  | i) Asphalt ≤ 50mm thickness | m² | 75 | 65 | 65 | 4875
|  | ii) Asphalt > 50 ≤ 100mm thickness | m² | 75 | 83 | 83 | 6225
|  | iii) Interlocking concrete segmental paving blocks (all colours) | m² | 650 | 55 | 55 | 35750
|  | iv) Concrete slabs (450 x 450mm) | m² | 50 | 105 | 105 | 5250
|  | v)Brick paving | m² | 30 | 30 | 30 | 900
|  | vi)Unreinforced concrete ≤ 75mm thick | m² | 10 | 110 | 110 | 1100
|  | vii)Reinforced concrete ≤ 75mm thick | m² | 10 | 180 | 180 | 1800
|  | viii)Grassing | m² | 1650 | 30 | 30 | 49500
|  | ix)Kerbing (all types of kerbing) | m | 175 | 30 | 30 | 5250
2.4.1 | PSC 8.2.12.1 | Backfilling and reinstatement of roads
|  | (a) 150mm base | m³ | 110 | 385 | 385 | 42350
|  | (b) 150mm subbase | m³ | 110 | 350 | 350 | 38500
|  | (c)150mm selected subgrade | m³ | 300 | 350 | 350 | 105000
Carried Forward | [6 empty] | 468780
Brought Forward | [6 empty] | 468780
2.4.2 | PSC 8.2.12.2 | Backfilling and reinstatement of footways
a)Using removed materials:
|  | Interlocking concrete segmental paving blocks (all colours) | m² | 650 | 200 | 200 | 130000
|  | Brick paving | m² | 30 | 260 | 260 | 7800
|  | Grassing | m² | 350 | 45 | 45 | 15750
|  | Kerbing (all types of kerbing) | m | 175 | 190 | 190 | 33250
b)
|  | ≤50mm thick Bitumen hot - mix: Fine | m² | 225 | 220 | 220 | 49500
|  | >50mm≤100mm thick Bitumen hot - mix: Fine | m² | 225 | 260 | 260 | 58500
|  | Interlocking concrete segmental paving blocks, including a 20mm river sand bedding layer, jointing sand (plaster sand) and mortar infill between edge restraint and blocks | m² | 150 | 280 | 280 | 42000
|  | Concrete slabs (450 x 450mm) including a 20mm river sand bedding layer, jointing mortar | m² | 50 | 320 | 320 | 16000
|  | Brick paving including a 20mm river sand bedding layer, jointing sand (plaster sand) and mortar infill between edge restraint and bricks | m² | 18 | 270 | 270 | 4860
|  | Unreinforced concrete ≤ 75mm thick (15MPa) | m² | 10 | 245 | 245 | 2450
|  | Reinforced concrete ≤ 75mm thick (15MPa) | m² | 10 | 325 | 325 | 3250
|  | Grassing | m² | 1300 | 50 | 50 | 65000
|  | Kerbing, including a 50mm bedding (cement and river sand), jointing mortar and 15MPa concrete haunching at all joints | m | 1300 | 120 | 120 | 156000
2.4.3 | PSC 8.2.13 | Reinstatement of existing masonry walls and palisade fences
a) Face Brick
|  | 110mm wall | m² | 25 | 295 | 295 | 7375
|  | 220mm wall | m² | 25 | 365 | 365 | 9125
|  | 330mm wall | m² | 25 | 430 | 430 | 10750
b) Plastered
|  | 110mm wall | m² | 25 | 285 | 285 | 7125
|  | 220mm wall | m² | 25 | 485 | 485 | 12125
|  | 330mm wall | m² | 25 | 535 | 535 | 13375
|  | c)Steel Palisade fences (2.1m height) | m² | 50 | 500 | 500 | 25000
|  | d)Reinstatement of existing outer buildings to its original state or to Enginner satisifaction | No. | 0 | 15000 | 15000 | 0
Section 2: Site Clearance - Carried to Summary | [6 empty] | 1606795
3.0 | SANS 1200DB | SCHEDULE 3: EARTHWORKS (PIPE TRENCHES)
3.1 | 8.3.2 | Excavation
(a) Excavate in all materials, backfill and compact and dispose of surplus and unsuitable materials within the free haul distance, for trenches (including shoring and or bracing of trench sides)
|  | i) > 0m but ≤ 1.5m deep | m³ | 5840 | 95 | 95 | 554800
|  | ii) > 1.5m but ≤ 2.5m deep | m³ | 3960 | 125 | 125 | 495000
|  | iii) > 2.5m but ≤ 3.5m deep | m³ | 3960 | 150 | 150 | 594000
|  | iv) > 3.5m deep | m³ | 1650 | 230 | 230 | 379500
(b) Extra over item (a) above for:
|  | i) Intermediate material | m³ | 2500 | 85 | 85 | 212500
|  | ii) Hard rock material | m³ | 1650 | 450 | 450 | 742500
|  | iii) Boulder excavation | m³ | 750 | 500 | 500 | 375000
3.2 | 8.3.3 | Excavation ancillaries
| 8.3.3.1 | Make up deficiency in backfill material:
|  | a) By importation from commercial source or off-site sources selected by the Contractor | m³ | 2500 | 350 | 350 | 875000
3.3 |  | Additional compaction
| 8.3.3.3 | Compaction in road reserve
|  | a) Additional compaction to 93% mod AASHTO density in road reserves | m³ | 520 | 45 | 45 | 23400
3.4 | PSDB 8.3.5 | Existing services that intersect or adjoin a pipe trench:
a) Service that intersect a trench
|  | (i) Cables. | No. | 85 | 3000 | 3000 | 255000
|  | (ii) Water mains | No. | 25 | 3000 | 3000 | 75000
|  | (iii) Water house connections | No. | 125 | 3000 | 3000 | 375000
|  | (iv) Sewer pipes up to 400 mm dia. | No. | 55 | 3000 | 3000 | 165000
|  | (v) Storm water pipes up to 1050 mm dia. | No. | 45 | 10000 | 10000 | 450000
|  | (vi) Kerbs and channels | No. | 56 | 230 | 230 | 12880
b) Services that adjoin a trench
|  | (i) Cables. | m | 750 | 1200 | 1200 | 900000
|  | (ii) Water mains | m | 750 | 200 | 200 | 150000
|  | (iii) Storm water pipes up to 1050 mm dia. | m | 1680 | 1250 | 1250 | 2100000
|  | (iv) Kerbs and channels | m | 780 | 230 | 230 | 179400
|  | (v) Sewer pipes up to 400 mm dia. | m | 2200 | 460 | 460 | 1012000
3.4 | PSDB 8.3.5 | (c) Services that require special care | No | 15 | 5000 | 5000 | 75000
Section 3: Earthworks (Trenches) - Carried to Summary | [6 empty] | 10000980
4.0 | SANS 1200LB | SCHEDULE 4: BEDDING (PIPES)
4.1 |  | Provision of bedding:
4.1.1 | 8.2.1 | (a) from trench excavations
|  | i) selected granular material | m³ | 2711 | 55 | 55 | 149105
|  | ii) selected fill material | m³ | 660 | 55 | 55 | 36300
4.1.2 | 8.2.2.3 | (b) from commercial sources
|  | i) selected granular material | m³ | 290 | 330 | 330 | 95700
|  | ii) selected fill material | m³ | 120 | 330 | 330 | 39600
|  | (iii) Bidim A2 | m² | 1800 | 48 | 48 | 86400
|  | (iv) 19mm crusher run stone | m³ | 275 | 450 | 450 | 123750
|  | (v) Dump Rock | m³ | 225 | 650 | 650 | 146250
Section 4: Bedding (Pipes) - Carried to Summary | [6 empty] | 677105
5.0 | SANS 1200LD | SCHEDULE 5: SEWERS
5.1 | 8.2.1 | Supply, lay, joint, bed, backfill on Flexible bedding and test the following pipes as detailed in the project specifications for gravity lines:
5.1.1 |  | (a) Class 34/300 uPVC heavy duty sewer pipe
|  | i) DN160 | m | 0 | 247 | 247 | 0
|  | ii) DN200 | m | 0 | 397.58 | 397.58 | 0
|  | iii) DN250 | m | 0 | 637 | 637 | 0
|  | iv) DN315 | m | 0 | 1001 | 1001 | 0
|  | v) DN355 | m | 0 | 1312.19 | 1312.19 | 0
|  | vi) DN400 | m | 0 | 1620.66 | 1620.66 | 0
|  | (vii) DN 450 | m | 0 | 1950 | 1950 | 0
|  | (vii) DN 500 | m | 0 | 2405 | 2405 | 0
|  | (ix) DN 630 | m | 0 | 2535 | 2535 | 0
5.1.2 |  | (b) HDPE PE100 PN8
|  | i) DN160 | m | 0 | 206.64 | 206.64 | 0
|  | ii) DN200 | m | 0 | 321.56 | 321.56 | 0
|  | iii) DN250 | m | 0 | 496.7 | 496.7 | 0
|  | iv) DN315 | m | 0 | 788.42 | 788.42 | 0
|  | v) DN355 | m | 0 | 1001.13 | 1001.13 | 0
|  | vi) DN400 | m | 0 | 1276.83 | 1276.83 | 0
|  | (vii) DN 450 | m | 0 | 1614.41 | 1614.41 | 0
|  | (viii) DN 500 | m | 0 | 1992.32 | 1992.32 | 0
|  | (ix) DN 630 | m | 0 | 3149.81 | 3149.81 | 0
|  | (x) DN 710 | m | 0 | 4016.13 | 4016.13 | 0
|  | (xi) DN 800 | m | 0 | 5090.74 | 5090.74 | 0
|  | (xii) DN 900 | m | 0 | 6441.6 | 6441.6 | 0
|  | (xiii) DN 1000 | m | 0 | 6441.6 | 6441.6 | 0
|  | (xiv) DN 1200 | m | 0 | 7958.21 | 7958.21 | 0
5.1.3 |  | (c) Concrete heavy duty sewer pipe Class 100D-SI pipes with sacrificial layer.
|  | i) DN300 | m | 0 | 700 | 700 | 0
|  | ii) DN375 | m | 0 | 750 | 750 | 0
|  | (iii) DN 450 | m | 0 | 911.63 | 911.63 | 0
|  | (iv) DN 525 | m | 0 | 1041.63 | 1041.63 | 0
|  | (v) DN 600 | m | 0 | 1404 | 1404 | 0
|  | (vi) DN 675 | m | 0 | 1813.5 | 1813.5 | 0
|  | (vii) DN 750 | m | 0 | 1956.5 | 1956.5 | 0
|  | (viii) DN 825 | m | 0 | 2234.38 | 2234.38 | 0
|  | (ix) DN 900 | m | 0 | 2648.75 | 2648.75 | 0
|  | (x) DN 1050 | m | 0 | 2648.75 | 2648.75 | 0
|  | (xi) DN 1200 | m | 0 | 4564.63 | 4564.63 | 0
5.1.4 |  | (d) HDPE spiral reinforced pipes
|  | (i) DN400 | m | 0 | 851.5 | 851.5 | 0
|  | (ii) DN 450 | m | 0 | 1040 | 1040 | 0
|  | (iii) DN 500 | m | 0 | 1352 | 1352 | 0
|  | (iv) DN 600 | m | 0 | 1872 | 1872 | 0
|  | (v) DN 700 | m | 0 | 2652 | 2652 | 0
|  | (vi) DN 800 | m | 0 | 3447.6 | 3447.6 | 0
|  | (vii) DN 900 | m | 0 | 3094 | 3094 | 0
|  | (viii) DN 1000 | m | 0 | 3094 | 3094 | 0
|  | (ix) DN 1100 | m | 0 | 3094 | 3094 | 0
|  | (x) DN 1200 | m | 0 | 4290 | 4290 | 0
Carried Forward | [6 empty] | 0
Brought Forward | [6 empty] | 0
5.2 |  | Sewer Rising Mains:
5.2.1 |  | a) Supply, lay, bed (class B bedding), all test and disinfect, backfill sipogot and socket joints high impact mPVC Class 16 pipes:
|  | i) DN315 | m | 0 | 1462.88 | 1462.88 | 0
5.2.2 |  | b) Supply, lay, bed (class B bedding), all test and disinfect, backfill complete joints to be butt welded or electro fusion, HDPE PE100 SDR11 PN16 pipes:
|  | i) DN315 | m | 0 | 1430.98 | 1430.98 | 0
|  | ii) DN355 | m | 0 | 1816.07 | 1816.07 | 0
|  | iii) DN400 | m | 0 | 2305.59 | 2305.59 | 0
|  | iv) DN450 | m | 0 | 2919.97 | 2919.97 | 0
|  | v) DN500 | m | 0 | 3602.86 | 3602.86 | 0
|  | vi) DN630 | m | 0 | 3602.86 | 3602.86 | 0
5.2.3 |  | c) Supply, lay, bed (class B bedding), all test and disinfect, backfill complete OPVC Class 16 pipes to SANS 16422, joints to be spigot and socket, thrust/anchor blocks to be provided at every change in direction:
|  | i) DN355 | m | 0 | 1866.38 | 1866.38 | 0
|  | ii) DN400 | m | 0 | 2372.58 | 2372.58 | 0
|  | iii) DN450 | m | 0 | 3045.08 | 3045.08 | 0
|  | iv) DN500 | m | 0 | 4555.69 | 4555.69 | 0
|  | v) DN560 | m | 0 | 5135 | 5135 | 0
|  | vi) DN630 | m | 0 | 5460 | 5460 | 0
| 8.2.2 | Extra-over for 5.1 for the supply, lay and bedding of Specials with couplings:
5.3 |  | Fittings to suit High Impact Class 16 uPVC pipes
5.3.1 |  | a) Shouldered end Steel Bends Fusion Bonded Epoxy coated 250 microns including thrust blocks to suit high impact uPVC pipe:
DN315
|  | i) 11¼° | No | 0 | 2317.47 | 2317.47 | 0
|  | ii) 22.5° | No | 0 | 2317.47 | 2317.47 | 0
|  | iii) 45° | No | 0 | 3530.8 | 3530.8 | 0
|  | iv) 90° | No | 0 | 4756.27 | 4756.27 | 0
5.4 |  | Fittings to suit HDPE PN 16 SDR 11 PE 100 pipes
5.4.1 |  | a) Extruded bends for HDPE pipe PN16 SDR11 PE100
|  | i) 90⁰ bend for 315 diameter pipe | No | 0 | 7246.4 | 7246.4 | 0
|  | ii) 90⁰ bend for 350 diameter pipe | No | 0 | 8866.66 | 8866.66 | 0
|  | iii) 90⁰ bend for 400 diameter pipe | No | 0 | 11285.86 | 11285.86 | 0
|  | iv) 90⁰ bend for 450 diameter pipe | No | 0 | 1442.94 | 1442.94 | 0
|  | v) 90⁰ bend for 500 diameter pipe | No | 0 | 17057.6 | 17057.6 | 0
|  | vi) 90⁰ bend for 560 diameter pipe | No | 0 | 29948.8 | 29948.8 | 0
|  | vii) 90⁰ bend for 600 diameter pipe | No | 0 | 46791.74 | 46791.74 | 0
|  | viii) 45⁰ bend for 315 diameter pipe | No | 0 | 7246.4 | 7246.4 | 0
|  | xi) 45⁰ bend for 350 diameter pipe | No | 0 | 8866.66 | 8866.66 | 0
|  | x) 45⁰ bend for 400 diameter pipe | No | 0 | 11285.86 | 11285.86 | 0
|  | xi) 45⁰ bend for 450 diameter pipe | No | 0 | 14042.94 | 14042.94 | 0
|  | xii) 45⁰ bend for 500 diameter pipe | No | 0 | 17057.6 | 17057.6 | 0
|  | xiii) 45⁰ bend for 560 diameter pipe | No | 0 | 29948.8 | 29948.8 | 0
|  | xiv) 45⁰ bend for 600 diameter pipe | No | 0 | 46791.74 | 46791.74 | 0
|  | xv) 22.5⁰ bend for 315 diameter pipe | No | 0 | 7246.46 | 7246.46 | 0
|  | xvi) 22.5⁰ bend for 350 diameter pipe | No | 0 | 8866.66 | 8866.66 | 0
|  | xvii) 22.5⁰ bend for 400 diameter pipe | No | 0 | 11285.86 | 11285.86 | 0
|  | xviii) 22.5⁰ bend for 450 diameter pipe | No | 0 | 14042.94 | 14042.94 | 0
|  | xix) 22.5⁰ bend for 500 diameter pipe | No | 0 | 17057.6 | 17057.6 | 0
Carried Forward | [6 empty] | 0
Brought Forward | [6 empty] | 0
|  | xx) 22.5⁰ bend for 560 diameter pipe | No | 0 | 29948.8 | 29948.8 | 0
|  | xxi) 22.5⁰ bend for 600 diameter pipe | No | 0 | 46791.74 | 46791.74 | 0
|  | xxii) 11¼⁰ bend for 315 diameter pipe | No | 0 | 7246.4 | 7246.4 | 0
|  | xxiii) 11¼⁰ bend for 350 diameter pipe | No | 0 | 8866.66 | 8866.66 | 0
|  | xxiv) 11¼⁰ bend for 400 diameter pipe | No | 0 | 11285.86 | 11285.86 | 0
|  | xxv) 11¼⁰ bend for 450 diameter pipe | No | 0 | 14042.94 | 14042.94 | 0
|  | xxvi) 11¼⁰ bend for 500 diameter pipe | No | 0 | 17057.6 | 17057.6 | 0
|  | xxvii) 11¼⁰ bend for 560 diameter pipe | No | 0 | 29948.8 | 29948.8 | 0
|  | xxviii) 11¼⁰ bend for 600 diameter pipe | No | 0 | 46791.74 | 46791.74 | 0
|  |  |  | 0 |  | 0
b) Stub and Flange for HDPE PN16 PE100 SDR11
|  | i) Stub and Flange for 315 diameter pipe | No | 0 | 2391.2 | 2391.2 | 0
|  | ii) Stub and Flange for 350 diameter pipe | No | 0 | 3137.86 | 3137.86 | 0
|  | iii) Stub and Flange for 400 diameter pipe | No | 0 | 4067.46 | 4067.46 | 0
|  | iv) Stub and Flange for 450 diameter pipe | No | 0 | 5415.22 | 5415.22 | 0
|  | v) Stub and Flange for 500 diameter pipe | No | 0 | 6621.06 | 6621.06 | 0
|  | vi) Stub and Flange for 560 diameter pipe | No | 0 | 7336 | 7336 | 0
|  | vii) Stub and Flange for 600 diameter pipe | No | 0 | 11080.54 | 11080.54 | 0
5.5 |  | Fittings to suit OPVC spigot & Socket ended pipes
5.5.1 |  | Spigot & socket ended Steel Bends Fusion Bonded Epoxy coated 250 microns including thrust blocks to suit OPVC pipes:
DN355
|  | i) 11¼° | No | 0 | 16692.4 | 16692.4 | 0
|  | ii) 22.5° | No | 0 | 16692.4 | 16692.4 | 0
|  | iii) 45° | No | 0 | 19870.8 | 19870.8 | 0
|  | iv) 90° | No | 0 | 19870.8 | 19870.8 | 0
DN400
|  | i) 11¼° | No | 0 | 22480.8 | 22480.8 | 0
|  | ii) 22.5° | No | 0 | 22480.8 | 22480.8 | 0
|  | iii) 45° | No | 0 | 30034.33 | 30034.33 | 0
|  | iv) 90° | No | 0 | 44806.93 | 44806.93 | 0
DN500
|  | i) 11¼° | No | 0 | 24978.67 | 24978.67 | 0
|  | ii) 22.5° | No | 0 | 24978.67 | 24978.67 | 0
|  | iii) 45° | No | 0 | 33371.27 | 33371.27 | 0
|  | iv) 90° | No | 0 | 49788 | 49788 | 0
DN550
|  | i) 11¼° | No | 0 | 24895.53 | 24895.53 | 0
|  | ii) 22.5° | No | 0 | 24895.53 | 24895.53 | 0
|  | iii) 45° | No | 0 | 32673.33 | 32673.33 | 0
|  | iv) 90° | No | 0 | 45934.07 | 45934.07 | 0
DN600
|  | i) 11¼° | No | 0 | 26206.33 | 26206.33 | 0
|  | ii) 22.5° | No | 0 | 26206.33 | 26206.33 | 0
|  | iii) 45° | No | 0 | 34606.67 | 34606.67 | 0
|  | iv) 90° | No | 0 | 49338.67 | 49338.67 | 0
Carried Forward | [6 empty] | 0
Brought Forward | [6 empty] | 0
5.6 | PSL 8.2.19(b) | Supply, handle, fixing, lay, bed of single chamber flanged double acting air release valves, complete with all fittings for connection to main line as per detail JW100-DET14-W01. (Rate to include all fittings required including isolation valve, couplings, wrapping of joints, chamber and cover , etc.) Air valves to be PN16 and Double Fusion Epoxy Bonded coated.
|  | i) DN80 | No | 0 | 7930 | 7930 | 0
|  | ii) DN100 | No | 0 | 8710 | 8710 | 0
|  | iii)DN150 | No | 9 | 19890 | 19890 | 179010
|  | iv)DN200 | No | 0 | 25883 | 25883 | 0
|  | v)DN250 | No | 0 | 55081 | 55081 | 0
5.7 |  | Supply, handle, lay and test through Horizotal Direction Drilling (through soft, medium and hard material) for depth not exceeding 10metres including supply of equipment for road crossings (Launch and reception pits will be paid under earthworks):
5.7.1 |  | (a) HDPE PE100 PN 8
|  | i) DN160 | m | 0 | 1186.58 | 1186.58 | 0
|  | ii) DN200 | m | 0 | 1548.92 | 1548.92 | 0
|  | iii) DN250 | m | 0 | 2034.56 | 2034.56 | 0
|  | iv) DN315 | m | 0 | 2367.2 | 2367.2 | 0
|  | v) DN355 | m | 0 | 3196.26 | 3196.26 | 0
|  | vi) DN400 | m | 0 | 3755.94 | 3755.94 | 0
|  | (vii) DN 450 | m | 0 | 4410.25 | 4410.25 | 0
|  | (viii) DN 500 | m | 0 | 5106.44 | 5106.44 | 0
|  | (ix) DN 630 | m | 0 | 7098.21 | 7098.21 | 0
|  | (x) DN 710 | m | 0 | 8483.85 | 8483.85 | 0
|  | (xi) DN 800 | m | 0 | 10146.53 | 10146.53 | 0
|  | (xii) DN 900 | m | 0 | 12156.86 | 12156.86 | 0
|  | (xiii) DN 1000 | m | 0 | 14339.3 | 14339.3 | 0
|  | (xiv) DN 1200 | m | 0 | 16065 | 16065 | 0
5.7.2 |  | Extra over for item 5.7.1(a) above for drilling into hard rock | m | 50 | 3375 | 3375 | 168750
5.8 | 8.2.3 | Manholes
5.8.1 |  | Manholes 1,000mm diameter complete with cover and frame
|  | a) > 0m but ≤ 2.0m deep | No. | 0 | 6815.2 | 6815.2 | 0
|  | b) > 2m but ≤ 3.0m deep | No. | 0 | 7562.8 | 7562.8 | 0
5.8.2 |  | Manholes 1,250mm diameter complete with cover and frame
|  | a) > 0m but ≤ 2.0m deep | No. | 0 | 6900 | 6900 | 0
|  | b) > 2m but ≤ 3.5m deep | No. | 0 | 7800 | 7800 | 0
|  | c) > 3.5m but ≤ 5.0m deep | No. | 0 | 7900 | 7900 | 0
5.8.3 |  | Manholes 1,500mm diameter complete with cover and frame
|  | a) > 0m but ≤ 2.0m deep | No. | 0 | 7200 | 7200 | 0
|  | b) > 2m but ≤ 3.5m deep | No. | 1 | 8100 | 8100 | 8100
|  | c) > 3.5m but ≤ 5.0m deep | No. | 0 | 8300 | 8300 | 0
5.8.4 |  | Demolish existing manholes where new manholes will be constructed for pipe diameters 160mm to 600mm
|  | a) > 0m but ≤ 2.0m deep | No. | 0 | 2500 | 2500 | 0
|  | b) > 2m but ≤ 3.5m deep | No. | 0 | 4500 | 4500 | 0
|  | c) > 3.5m but ≤ 5.0m deep | No. | 0 | 5500 | 5500 | 0
d) > 5m
Carried Forward | [6 empty] | 355860
Brought Forward | [6 empty] | 355860
5.8.5 |  | Demolish existing manholes where new manholes will be constructed for pipe diameters greater than 600mm to 1200mm
|  | a) > 0m but ≤ 2.0m deep | No. | 0 | 3500 | 3500 | 0
|  | b) > 2m but ≤ 3.5m deep | No. | 1 | 5500 | 5500 | 5500
|  | c) > 3.5m but ≤ 5.0m deep | No. | 0 | 6500 | 6500 | 0
|  | d) > 5m | No. | 0 | 7500 | 7500 | 0
5.8.6 |  | Repair manhole benching in existing manholes up to 5m
|  | a) 0mm - 1000mm diameter | No. | 0 | 2500 | 2500 | 0
|  | b) 1000mm - 1250mm diameter | No. | 0 | 3000 | 3000 | 0
|  | c) 1250mm - 1500mm diameter | No. | 1 | 3500 | 3500 | 3500
5.9 | 8.2.6 | Erf connections
a) Supply, bed, lay, joint, and test new property connection inclunding all fittings related to the erf connections(length of erf connection 30metres) as per detail JW100-DET2-S01
|  | i) 110mm dia. uPVC Class 34 spigot and socket pipes including joints to existing pipes and all other fittings | No. | 0 | 5500 | 5500 | 0
b) Supply, bed, lay, joint, and test new property connection inclunding all fittings related to the erf connections as per detail JW100-DET2-S01
|  | i) 110mm uPVC Class 34 spigot and socket pipes including joints to existing pipes and all other fittings | No | 0 | 4500 | 4500 | 0
5.10 |  | (a) Provisional Amount (R) for fittings not shown on detail | P.Sum | 1 | 15000 | 15000 | 15000
|  | (b) Profit on item 5.10 (a) above | % | 15000 | 1500 | 1500 | 1500
5.11 | 8.2.11 | Connect to existing Sewers
|  | Break existing manhole, channel and benching and rebuilt manhole with new channel and benching the rate shall include any temporary sewer diversion or over pumping required | No | 2 | 2500 | 2500 | 5000
5.12 | 8.2.12 | Raising or Lowering of Existing Manholes
|  | i) 1000mm diameter | No. | 0 | 2500 | 2500 | 0
|  | ii) 1250mm diameter | No. | 0 | 3500 | 3500 | 0
|  | iii) 1500mm diameter | No. | 0 | 4500 | 4500 | 0
Section 5: Sewers - Carried to Summary | [6 empty] | 386360
6.0 |  | SCHEDULE 6: CCTV CAMERA SURVEY AND PIPE CRACKING
6.1 |  | CCTV surveys
6.1.1 | PS 4.2.39 | Cleaning of conduits for the following pipe diameter diameter before CCTV, pipe cracking and CIPP:
|  | a) 160 > and ≤ 355mm diameter | m | 0 | 150 | 150 | 0
|  | b) > 355mm diameter | m | 0 | 250 | 250 | 0
6.1.2 | PS 4.2.39 | Cleaning of conduits for the following pipe diameter diameter after installation if required:
|  | a) 160 > and ≤ 355mm diameter | m | 0 | 105 | 105 | 0
|  | b) > 355mm diameter | m | 2200 | 220 | 220 | 484000
6.1.3 | PS 4.2.40 | CCTV camera surveys of pipelines before upgrade works, of the following diameters. The CCTV should identify any house connections, manholes and any other detail and defects in the sewer line:
|  | a) 160 > and ≤ 355mm diameter | m | 0 | 65 | 65 | 0
|  | b) > 355mm diameter | m | 0 | 78 | 78 | 0
6.1.4 | PS 4.2.40 | CCTV camera surveys of pipelines after upgrade works, of the following diameters. The CCTV should identify any house connections, manholes and any other detail and defects in the sewer line:
|  | a) 160 > and ≤ 355mm diameter | m | 0 | 60 | 60 | 0
|  | b) > 355mm diameter | m | 2200 | 73 | 73 | 160600
6.2 |  | PIPE CRACKING
6.2.1 | P.S.4.2.50.1 | Supply, handle, lay and test through Pipe Cracking including supply of equipment (Launch and reception pits will be paid under earthworks):
(a) ALL PIPES
|  | i) DN160 | m | 0 | 872.13 | 872.13 | 0
|  | ii) DN200 | m | 0 | 1158.29 | 1158.29 | 0
|  | iii) DN250 | m | 0 | 1549.8 | 1549.8 | 0
|  | iv) DN315 | m | 0 | 2128 | 2128 | 0
|  | v) DN355 | m | 0 | 2518.6 | 2518.6 | 0
|  | vi) DN400 | m | 0 | 2998.8 | 2998.8 | 0
|  | (vii) DN 450 | m | 0 | 3187.59 | 3187.59 | 0
|  | (viii) DN 500 | m | 0 | 4179 | 4179 | 0
|  | (ix) DN 630 | m | 0 | 5948.6 | 5948.6 | 0
|  | (x) DN 710 | m | 0 | 7202.66 | 7202.66 | 0
|  | (xi) DN 800 | m | 0 | 8730.4 | 8730.4 | 0
|  | (xii) DN 900 | m | 0 | 10591 | 10591 | 0
|  | (xiii) DN 1000 | m | 0 | 12630.8 | 12630.8 | 0
|  | (xiv) DN 1200 | m | 0 | 13832 | 13832 | 0
6.2.2 |  | Overpumping and manhole isolation
Manhole length isolation
6.2.2.1 | P.S.4.2.50.3 | a) Plugging Conduits:
|  | i) 0 ≥ 150mm diameter | No. | 0 | 2000 | 2000 | 0
|  | ii) 150 > and ≤ 315mm diameter | No. | 0 | 2500 | 2500 | 0
|  | ii) 315 > and ≤ 500mm diameter | No. | 10 | 4500 | 4500 | 45000
|  | iii) 500> and ≤1000mm diameter | No. | 50 | 8500 | 8500 | 425000
|  | iii) 1000> and ≤1600mm diameter | No. | 0 | 10500 | 10500 | 0
Carried Forward | [6 empty] | 1114600
Brought Forward | [6 empty] | 1114600
6.2.2.2 | P.S.4.2.50.4 | b) Over-pumping
|  | i) 0 ≥ 150mm diameter maximum flow rate 40 litres per sec | hours | 0 | 350 | 350 | 0
|  | ii) 150 > and ≤ 315mm diameter maximum flow rate 170 litres per sec | hours | 0 | 550 | 550 | 0
|  | iii) 315 > and ≤ 500mm diameter maximum flow rate 430 litres per sec | hours | 189 | 700 | 700 | 132300
6.2.3 |  | Allow for reconnecting house connection after pipe cracking, rate shall include all fittings required (excavations and backfilling shall be paid under earthworks) | No | 0 | 3800 | 3800 | 0
6.2.4 |  | Point repairs to sewers for the following diameters before pipe cracking. Rate to include all materials and labour required. Excavation and backfilling measured under earthworks.
|  | i) DN150 | No | 0 | 850 | 850 | 0
|  | ii) DN200 | No | 0 | 950 | 950 | 0
|  | iii) DN250 | No | 0 | 1050 | 1050 | 0
|  | iv) DN315 | No | 0 | 1350 | 1350 | 0
|  | v) DN355 | No | 0 | 1550 | 1550 | 0
|  | vi) DN400 | No | 10 | 1650 | 1650 | 16500
|  | vii) DN 450 | No | 0 | 1750 | 1750 | 0
|  | viii) DN 525 | No | 0 | 1850 | 1850 | 0
|  | ix) DN 600 | No | 0 | 1950 | 1950 | 0
|  | x) DN 675 | No | 0 | 2050 | 2050 | 0
|  | xi) DN 750 | No | 10 | 2150 | 2150 | 21500
|  | xii) DN 825 | No | 0 | 2350 | 2350 | 0
|  | xiii) DN 950 | No | 0 | 2450 | 2450 | 0
|  | xiv) DN 900 | No | 5 | 2650 | 2650 | 13250
|  | xv) DN 1050 | No | 0 | 2750 | 2750 | 0
|  | xvi) DN 1200 | No | 0 | 2850 | 2850 | 0
6.2.5 |  | CIPP (CURED IN PLACE PIPE)
6.2.5.1 |  | Specialist removal/cleaning of obstructions:
|  | Precision root cutters | hr | 0 | 1500 | 1500 | 0
6.2.5.2 |  | Non-structural liner for the following diameters:
|  | i) DN150 | m | 0 | 900 | 900 | 0
|  | ii) DN200 | m | 0 | 1100 | 1100 | 0
|  | iii) DN250 | m | 0 | 1800 | 1800 | 0
|  | iv) DN315 | m | 0 | 2400 | 2400 | 0
|  | v) DN355 | m | 0 | 2500 | 2500 | 0
|  | vi) DN400 | m | 0 | 2500 | 2500 | 0
|  | vii) DN 450 | m | 0 | 3600 | 3600 | 0
|  | viii) DN 525 | m | 0 | 3800 | 3800 | 0
|  | ix) DN 600 | m | 0 | 4200 | 4200 | 0
|  | x) DN 675 | m | 0 | 4400 | 4400 | 0
|  | xi) DN 750 | m | 0 | 4600 | 4600 | 0
|  | xii) DN 825 | m | 0 | 4800 | 4800 | 0
|  | xiii) DN 950 | m | 0 | 5200 | 5200 | 0
|  | xiv) DN 900 | m | 0 | 5600 | 5600 | 0
|  | xv) DN 1050 | m | 0 | 5800 | 5800 | 0
|  | xvi) DN 1200 | m | 0 | 6200 | 6200 | 0
Carried Forward | [6 empty] | 1298150
Brought Forward | [6 empty] | 1298150
6.3 | SANS1200LG | PIPE JACKING
6.3.1 | 8.2.1 | Jacking Establishment
6.3.1.1 |  | a) Fixed Charges | Sum | 0 | 65000 | 65000 | 0
6.3.1.2 |  | b) Time Related charges | Sum | 0 | 135000 | 135000 | 0
6.4 | 8.2.6 | Supply and install the following pipes through pipe Jacking Method, Complete with excavations, concrete sleeve pipes to suit etc:
a) Supply and installation of in-the-wall joint concrete Sleeve pipes 100D with sliding rubber rings
6.4.1 |  | i) 900mm ND concrete pipe | m | 0 | 26500 | 26500 | 0
6.4.2 |  | ii) 1117mm ND concrete pipe | m | 0 | 29500 | 29500 | 0
6.4.3 |  | iii) 1473mm ND concrete pipe | m | 0 | 38500 | 38500 | 0
6.4.4 |  | iv) 1678mm ND concrete pipe | m | 0 | 42000 | 42000 | 0
6.4.5 |  | v) 1800mm ND concrete pipe | m | 0 | 46500 | 46500 | 0
6.4.6 |  | vi) 2000mm ND concrete pipe | m | 0 | 48500 | 48500 | 0
6.4.7 |  | vii) 2250mm ND concrete pipe | m | 0 | 49500 | 49500 | 0
6.4.8 |  | viii) 2500mm ND concrete pipe | m | 0 | 52500 | 52500 | 0
b) Supply and installation of pipes including all supports:
6.4.9 |  | i) 400mm HDPE PN16 PE100 SDR11 butt welded | m | 0 | 2394.27 | 2394.27 | 0
6.4.10 |  | ii) 450mm HDPE PN16 PE100 SDR11 butt welded | m | 0 | 3032.28 | 3032.28 | 0
6.4.11 |  | iii) 500mm HDPE PN16 PE100 SDR11 butt welded | m | 0 | 3741.43 | 3741.43 | 0
6.4.12 |  | iv) 630mm HDPE PN16 PE100 SDR11 butt welded | m | 0 | 5938.31 | 5938.31 | 0
6.4.13 |  | v) 710mm HDPE PN16 PE100 SDR11 butt welded | m | 0 | 7556.29 | 7556.29 | 0
6.4.14 |  | vi) 800mm HDPE PN16 PE100 SDR11 butt welded | m | 0 | 9582.21 | 9582.21 | 0
6.4.15 |  | vii) 900mm HDPE PN16 PE100 SDR11 butt welded | m | 0 | 12129.08 | 12129.08 | 0
6.4.16 |  | viii) 1000mm HDPE PN16 PE100 SDR11 butt welded | m | 0 | 14891.69 | 14891.69 | 0
6.4.17 |  | ix) 1200mm HDPE PN16 PE100 SDR11 butt welded | m | 0 | 14891.69 | 14891.69 | 0
6.5 | 8.2.7 | Extra-over for 8.2.6 for Lengths of Pipeline greater than 85 metres | m | 0 | 2700 | 2700 | 0
6.6 | 8.2.8 | Extra-over 8.2.6 for Excavations in Rock | m³ | 0 | 450 | 450 | 0
6.7 | 8.2.9 | Stabilisation of Unstable Areas or Grouting of Voids were Ordered by the Employer's Agent
6.7.1 |  | a) Provision and Establishment of Equipment on Site, and Removal on Completion of the Operation: | Sum | 0 | 15000 | 15000 | 0
6.7.2 |  | b) Operation of Equipment | Day | 0 | 9000 | 9000 | 0
6.7.3 |  | c) Materials used | m³ | 0 | 485 | 485 | 0
6.8 | 8.2.10 | Standing Time for Pipe Jacking Gang the Jacking Equipment Covered in 8.2.1 | hr | 0 | 7500 | 7500 | 0
Section 6: Pipe Jacking - Carried to Summary | [6 empty] | 1298150
7.0 | SABS | SCHEDULE 7: GABIONS AND PITCHING
1200 DK
7.1 | 8.2.1 | Surface preparation for bedding of gabions
|  | a) Cavities filled with approved excavated material | m³ | 0 | 1650 | 1650 | 0
|  | b) Cavities filled with Grade 15 concrete | m³ | 0 | 1650 | 1650 | 0
(Provisional)
7.2 | 8.2.2 | Gabions
Supply, place, fill with stones,lacing and bracing gabions boxes or mattresses, the rate should include the supply of stones:
(Double twist hexagonal wire mesh to SANS 1580:2005) Mesh Type 80 with 2,7/3,7mm Class A Galvanised and uPVC coated wire
7.2.1 |  | a) Gabion mattrasses
|  | 2 m x 2 m x 0.3 m | m³ | 0 | 2600 | 2600 | 0
(b) Gabion boxes
|  | 1m x 1m x1m | m³ | 0 | 1650 | 1650 | 0
7.3 | 8.2.4 | Supply and install Geotextile membrane:
7.3.1 |  | a) AG150 - Minimun Energy Absorption - 4,0kN/m | m² | 0 | 48 | 48 | 0
7.4 | 8.2.5 | Pitching
7.4.1 |  | a) Medium pitching - plain | m² | 0 | 350 | 350 | 0
Section 7: Gabions and Pitching - Carried to Summary | [6 empty] | 0
8.0 |  | SCHEDULE 8 : Ablution Blocks and VIP Toilets
8.1 | PA | VIP AND ABLUTION BLOCKS:
| PA 3.1 | (a) Supply, Deliver and install a pre cast VIP toilet including all accessories | No | 0 | 19000 | 19000 | 0
| PA 3.2 | (b) Supply, Deliver and install a Precast VIP toilet for disabled people icluding all accesories | No | 0 | 22500 | 22500 | 0
| PA 3.3 | (c) Supply, Deliver and install Precast Waterborne toilet including all accessories including drainnage connection with all accessories | No | 0 | 19500 | 19500 | 0
| PA 3.4 | (d) Supply, Deliver and install Precast Waterborne toilet for disabled people including all accessories including drainnage connection with all accessories | No | 0 | 18500 | 18500 | 0
8.2 |  | VIP SUBSTRUCTURE
| PA 3.5 | (a) Supply, Deliver and install a pre cast VIP sub structure complete with beams | No | 0 | 21500 | 21500 | 0
| PA 3.6 | (b) Supply and Erection of Brickworks ( Excavation to be paid under Section D) | m2 | 0 | 365 | 365 | 0
| PA 3.7 | c) Supply and pplication of Water proof sealant only on instruction of Employer's Agent | m2 | 0 | 485 | 485 | 0
| PA 2.3 | (d) Extraover of 6mm single coat cement plaster on brick substructure according to | m2 | 0 | 160 | 160 | 0
SANS 2001-EMI: 2007
8.3 |  | ABLUTION BLOCKS:
| PA 3.8 | (a) Supply and Install 12m X 2.4m Prefabricated Female Ablution Unit | No | 0 | 450000 | 450000 | 0
| PA 3.9 | (b) Supply and Install 12m X 2.4m Prefabricated Male Ablution Unit | No | 0 | 450000 | 450000 | 0
| PA 3.10 | (c) Supply and install 6m X 2.4m Prefabricated Male Ablution Unit | No | 0 | 2850010 | 2850010 | 0
| PA 3.11 | (d) Supply and install 6m X 2.4m Prefabricated Female Ablution Unit | No | 0 | 285000 | 285000 | 0
8.4 | PA | Wash Trouph:
|  | (a) Provide and install double concrete wash trough including stand, two taps, | No | 0 | 3500 | 3500 | 0
fixing into the ablution Block, drainnage and water connection
8.5 | PA | Guard House
|  | (a) Provsional sum for supply and erection of security guard house | P/S | 0 | 10000 | 10000 | 0
8.6 | PA | Supply and erection of new fencing material:
| PA | a) Supply, delivery and installation of steel wire mesh fencing around the ablution blocks (0.9mm x 90mm x 1.8mm x 5000mm) including gate, galvanised steel poles, concrete footings, transportation and installation (incl. labour) | m | 0 | 1350 | 1350 | 0
Section 8: Ablution Blocks and VIP Toilets - Carried to Summary | [6 empty] | 0
Summary Page
1 |  | SCHEDULE 1: PRELIMINARY AND GENERAL |  | 5654690
2 |  | SCHEDULE 2: SITE CLEARANCE |  | 1606795
3 |  | SCHEDULE 3: EARTHWORKS (PIPE TRENCHES) |  | 10000980
4 |  | SCHEDULE 4: BEDDING (PIPES) |  | 677105
5 |  | SCHEDULE 5: SEWERS |  | 386360
6 |  | SCHEDULE 6: CCTV CAMERA SURVEY AND PIPE CRACKING |  | 1298150
7 |  | SCHEDULE 7: GABIONS AND PITCHING |  | 0
8 |  | SCHEDULE 8 : Ablution Blocks and VIP Toilets |  | 0
9 |  | SUBTOTAL |  | 19624080
10 |  | Allowance for Escallations |  | 5357373.84
11 |  | TOTAL |  | 24981453.84
12 |  | Add 15% VAT |  | 3747218.076
13 |  | Grand Total |  | 28728671.916
|  | Construction Duration |  | 10 |  | Month(s)
|  | Anticipated Start Date |  | 2024-12-31
|  | Anticipated Completion Date |  | 2025-11-06
|  |  |  | 27 |  | 0.065 | 3444026.04
|  |  |  | 15 |  | 0.065 | 1913347.8
5357373.84
Formulas:
Rate (Esc) = IF(TODAY()<45150,[Rate],IF(TODAY()<45515,[Rate]*(1+Escalations!$D3),[Rate]*(1+Escalations!$D3)*(1+Escalations!$D4)))
Note on F308: Dibuseng Mothibeli: Rates under 5.1.2 should be 14 and not 15
Note on F309: Dibuseng Mothibeli: Rates under 5.1.2 should be 14 and not 15

## A Re Direng Civils (hidden)
Item No. | Payment Clause | Description | Unit | Qty | Rate | Rate (Esc) | Amount
1 | SABS 1200A & 1200AB | SCHEDULE 1: PRELIMINARY AND GENERAL
1.1 | 8.3 | FIXED-CHARGE ITEMS
1.1.1 | 8.3.1 | Contractual requirements | Sum | 1 | 250000 | 250000 | 250000
1.1.2 | 8.3.2 | Provision of facilities on site:
| 8.3.2.1 | 1) Facilities for Engineer:
|  | a)Engineers Office Type 2 and parking (No.=2) | Sum | 1 | 7500 | 7500 | 7500
|  | b)Nameboards (No=2) | Sum | 1 | 19500 | 19500 | 19500
|  | c) Communication | P/S | 0 | 15000 | 15000 | 0
|  | d) Overhead profit on item 1.1.2(c) above | % | 15000 | 0.1 | 0.1 | 1500
|  | e) Meeting room Type 1 | Sum | 1 | 10000 | 10000 | 10000
|  | f) Latrine facilities | Sum | 1 | 2000 | 2000 | 2000
1.1.3 | 8.3.2.2 | 2) Facilities for the Contractor
|  | a) Offices and storage sheds | Sum | 1 | 7500 | 7500 | 7500
|  | b) Ablution and latrine facilities | Sum | 1 | 3500 | 3500 | 3500
|  | c) Tools and equipment | Sum | 1 | 3000 | 3000 | 3000
|  | d) Access (see sub-clause 5.8) | Sum | 1 | 25000 | 25000 | 25000
|  | e) Water supplies, electric power and communications | Sum | 1 | 7500 | 7500 | 7500
|  | f) Dealing with water | Sum | 1 | 7500 | 7500 | 7500
1.1.4 | PSA 8.3.5.2 | OHS Act Obligations (Compilation of OHSAct file) | Sum | 1 | 12500 | 12500 | 12500
1.1.5 |  | Complaince with all COVID fixed items Requirements | Sum | 0 | 10000 | 10000 | 0
1.1.6 | PSA 8.3.5.3 | EMP Obligations | Sum | 1 | 7500 | 7500 | 7500
1.1.7 | PSA 8.3.5.1 | Issuing of notices to consumers also refer to PS6.6 | Sum | 1 | 1000 | 1000 | 1000
1.1.8 | 8.3.4 | Removal of site Establishment | Sum | 1 | 25000 | 25000 | 25000
1.2 | 8.4 | TIME RELATED ITEMS
1.2.1 | 8.4.1 | Contractual requirements | month | 10 | 50000 | 50000 | 500000
| 8.4.2 | Operation and maintainance of facilities on site.
1.2.2 | 8.4.2.1 | 1) Facilities for Engineer:
|  | a)Engineers Office Type 2 and parking (No.=2) | month | 10 | 2500 | 2500 | 25000
|  | b)Nameboards (No=2) | month | 10 | 100 | 100 | 1000
|  | c) Communication | P/S | 0 | 15000 | 15000 | 0
|  | d) Overhead profit on item 1.2.2(c) above | % | 15000 | 0.1 | 0.1 | 1500
|  | e) Meeting room Type 1 | month | 10 | 1000 | 1000 | 10000
|  | f) Latrine facilities | month | 10 | 1500 | 1500 | 15000
1.2.3 | 8.4.2.2 | Facilities for the Contractor:
|  | a) Offices and storage sheds | month | 10 | 6500 | 6500 | 65000
|  | b) Ablution and latrine facilities | month | 10 | 3500 | 3500 | 35000
|  | c) Tools and equipment | month | 10 | 1000 | 1000 | 10000
|  | d) Access (see sub-clause 5.8) | month | 10 | 1000 | 1000 | 10000
|  | e) Plant | month | 10 | 30000 | 30000 | 300000
|  | f) Water supplies, electric power and communications | month | 10 | 2500 | 2500 | 25000
|  | g) Dealing with water | month | 10 | 2500 | 2500 | 25000
1.2.4 | 8.4.3 | Supervision for the duration of construction | month | 10 | 150000 | 150000 | 1500000
1.2.5 | 8.4.4 | Company and head office overhead costs for the duration of the Contract | month | 10 | 45000 | 45000 | 450000
1.2.6 | PSA 8.4.6.2 | Security Services | month | 10 | 43500 | 43500 | 435000
Carried Forward | [6 empty] | 3798000
Brought Forward | [6 empty] | 3798000
1.3 | OHS Spec. | Allow for compliance with all aspects of the OHS specification including:
1.3.1 | PSA 8.4.6.4 | Risk assesment | month | 10 | 1000 | 1000 | 10000
1.3.2 | PSA 8.4.6.1(1) | Complaince with Health and Safety Plan including Safety Officer Salary | month | 10 | 43500 | 43500 | 435000
1.3.3 |  | Complaince with all COVID requirements | month | 0 | 25000 | 25000 | 0
1.4 | EMP | Allow for compliance with all aspects of the EMP/Authorizations including
1.4.1 | PSA 8.4.6.1(2) | a)Environmental Officer Salary | month | 10 | 35000 | 35000 | 350000
1.4.2 | PSA 8.4.6.1(3) | b) Environmental Control Officer | P/S | 0 | 360000 | 360000 | 0
1.4.3 |  | c) Overheads, charges and profit on item 1.4.2(b) above | % | 360000 | 0.1 | 0.1 | 0.1
1.5 | 8.6 | Prime cost items
1.5.1 |  | a) Materials used in the execution of dayworks | P/S | 1 | 20000 | 20000 | 20000
1.5.2 |  | b) Overheads, charges and profit on item 1.4.1(a) above | % | 20000 | 0.1 | 0.1 | 0.1
1.6 | 8.8 | TEMPORARY WORKS
1.6.1 | 8.8.2 | Dealing with traffic for the duration of the Contract | Sum | 1 | 150000 | 150000 | 150000
1.6.2 | 8.8.6 | Dealing with water | Sum | 1 | 35000 | 35000 | 35000
1.6.3 | 8.8.4 | Existing services
1.6.4 | PSA 8.8.4 (a) | a) Supply or hire of specialist equipment for the detection and Scanning of existing services. | P/S | 1 | 50000 | 50000 | 50000
1.6.5 |  | Profit on item 1.6.4 (a) above | % | 50000 | 0.1 | 0.1 | 5000
1.6.6 | PSA 8.8.4 (b) | b) Excavation by hand to expose existing services. | m3 | 100 | 420 | 420 | 42000
1.7 | PSA 8.5 | PROVISIONAL SUMS STATED BY ENGINEER
|  | a) Reinstatement of asphalt by JRA | P/S | 1 | 500000 | 500000 | 500000
|  | b) Engineer's Equipment and Independent testing | P/S | 1 | 100000 | 100000 | 100000
|  | c) Temporary protection of existing services | P/S | 1 | 45000 | 45000 | 45000
|  | d) Community Liaison Officer | P/S | 1 | 100000 | 100000 | 100000
|  | e) Landscaping and including irrigation system | P/S | 1 | 50000 | 50000 | 50000
|  | f) Relocation of existing services | P/S | 1 | 25000 | 25000 | 25000
|  | g) Training of local labour | P/S | 1 | 100000 | 100000 | 100000
|  | h) Alterations and connection to Municipal services and repair to damaged services where approved by Engineer | P/S | 1 | 20000 | 20000 | 20000
|  | i) Disposal of Asbestos | P/S | 0 | 100000 | 100000 | 0
|  | j) Investigations as ordered by the Engineer | P/S | 1 | 120000 | 120000 | 120000
|  | k) Survey as per the Engineer's instruction. Rate to include for a CD with AutoCAD drawing/s and co-ordinates data in CSV or text format. | P/S | 1 | 250000 | 250000 | 250000
|  | l) Overheads, charges and profit on items (a-k) above | % | 1410000 | 0.1 | 0.1 | 141000
1.8 | P.S 3.2.8 | m) Overheads, charges and profit on items and Management fees for SMMEs based on SMME value paid to them (Value of Provisional Sum provided is indicative and will depend on a work package allocation) | P/S | 1 | 100000 | 100000 | 100000
Carried Forward | [6 empty] | 6446000.2
Brought Forward | [6 empty] | 6446000.2
|  | n) Overheads, charges and profit on item m above (Value of Provisional Sum provided is indicative and will depend on a work package allocation) | % | 5449480.86 | 0.1 | 0.1 | 544948.086
1.9 | 8.7 | Day works (to be executed on instruction from the Engineer)
Labour
|  | a) Unskilled | hr | 10 | 48 | 48 | 480
|  | b) Semi skilled | hr | 10 | 68 | 68 | 680
|  | c) Skilled | hr | 10 | 70 | 70 | 700
|  | d) Armed Security guard | hr | 10 | 70 | 70 | 700
Tipper truck
|  | a) Capacity 6m³ (small) | hr | 10 | 350 | 350 | 3500
|  | b) Capacity 10m³ (medium) | hr | 10 | 450 | 450 | 4500
|  | c) Capacity 12m³ (large) | hr | 10 | 600 | 600 | 6000
Flat bed tracks
|  | a) Capacity 3 ton (small) | hr | 10 | 350 | 350 | 3500
|  | b) Capacity 5 ton (medium) | hr | 10 | 450 | 450 | 4500
|  | c) Capacity 10 ton (large) | hr | 10 | 600 | 600 | 6000
LDV's
|  | a) Capacity 1 ton | hr | 10 | 150 | 150 | 1500
Conservancy/ Water tankers
|  | a) Capacity 6,000 litres (small) | hr | 10 | 350 | 350 | 3500
|  | b) Capacity 9,000 litres (medium) | hr | 10 | 450 | 450 | 4500
|  | c) Capacity 15,000 litres (large) | hr | 10 | 600 | 600 | 6000
Excavator (Crawler excavator)
|  | a) 20 tonne | hr | 10 | 750 | 750 | 7500
|  | b) 30 tonne | hr | 10 | 850 | 850 | 8500
TLB's (Tractor loader backhoe)
|  | a) 2x4 | hr | 10 | 400 | 400 | 4000
|  | b) 4x4 | hr | 10 | 450 | 450 | 4500
Walk behind vibrating rollers
|  | a) Model BW 61 (small) | hr | 10 | 100 | 100 | 1000
|  | b) Model BW 76 (medium) | hr | 10 | 100 | 100 | 1000
|  | c) Model BW 90 (large) | hr | 10 | 100 | 100 | 1000
Compactors
|  | b) Plate compactor | hr | 10 | 100 | 100 | 1000
Compressors (Potable Diesiel Compressor)
|  | a) Small | hr | 10 | 100 | 100 | 1000
|  | b) Medium | hr | 10 | 150 | 150 | 1500
|  | c) Large | hr | 10 | 250 | 250 | 2500
Portable water pumps
|  | a) Small | hr | 10 | 100 | 100 | 1000
|  | b) Medium | hr | 10 | 100 | 100 | 1000
|  | c) Large | hr | 10 | 150 | 150 | 1500
Section 1: Preliminary and General Carried to Summary | [6 empty] | 7074008.286
2 | SANS 1200C | SCHEDULE 2: SITE CLEARANCE
2.1 | 8.2.1 | Clear and grub for width of 3 metres along the pipe route | m | 2200 | 150 | 150 | 330000
2.2 | PSC 8.2.5 | Take down existing masonry walls, palisade fences and other obstructions on the pipe route
|  | a)110mm wall | m² | 50 | 250 | 250 | 12500
|  | b) 220mm wall | m² | 50 | 350 | 350 | 17500
|  | c) 330mm wall | m² | 50 | 350 | 350 | 17500
|  | d) steel pallisade fences | m² | 50 | 450 | 450 | 22500
2.3 | 8.2.10 | Remove topsoil to nominal depth of 150mm and stockpile | m³ | 1485 | 80 | 80 | 118800
2.4 | PSC 8.2.11b | Removal of man-made surfaces
a) Roadway, Asphalt and other layers
|  | i) Asphalt (≤ 50mm thick) and including base, sub-base and subgrades layers up to 800mm deep | m² | 150 | 100 | 100 | 15000
|  | ii) Asphalt (> 50mm ≤ 100mm thick) and including base, sub-base and subgrades layers up to 800mm deep | m² | 150 | 100 | 100 | 15000
b) Footways and Driveways
|  | i) Asphalt ≤ 50mm thickness | m² | 75 | 100 | 100 | 7500
|  | ii) Asphalt > 50 ≤ 100mm thickness | m² | 75 | 100 | 100 | 7500
|  | iii) Interlocking concrete segmental paving blocks (all colours) | m² | 650 | 100 | 100 | 65000
|  | iv) Concrete slabs (450 x 450mm) | m² | 50 | 150 | 150 | 7500
|  | v)Brick paving | m² | 30 | 150 | 150 | 4500
|  | vi)Unreinforced concrete ≤ 75mm thick | m² | 10 | 150 | 150 | 1500
|  | vii)Reinforced concrete ≤ 75mm thick | m² | 10 | 200 | 200 | 2000
|  | viii)Grassing | m² | 1650 | 100 | 100 | 165000
|  | ix)Kerbing (all types of kerbing) | m | 175 | 100 | 100 | 17500
2.4.1 | PSC 8.2.12.1 | Backfilling and reinstatement of roads
|  | (a) 150mm base | m³ | 110 | 250 | 250 | 27500
|  | (b) 150mm subbase | m³ | 110 | 250 | 250 | 27500
|  | (c)150mm selected subgrade | m³ | 300 | 250 | 250 | 75000
2.4.2 | PSC 8.2.12.2 | Backfilling and reinstatement of footways
a)Using removed materials:
|  | Interlocking concrete segmental paving blocks (all colours) | m² | 650 | 160 | 160 | 104000
|  | Brick paving | m² | 30 | 160 | 160 | 4800
|  | Grassing | m² | 350 | 160 | 160 | 56000
|  | Kerbing (all types of kerbing) | m | 175 | 160 | 160 | 28000
b)
|  | ≤50mm thick Bitumen hot - mix: Fine | m² | 225 | 300 | 300 | 67500
|  | >50mm≤100mm thick Bitumen hot - mix: Fine | m² | 225 | 300 | 300 | 67500
|  | Interlocking concrete segmental paving blocks, including a 20mm river sand bedding layer, jointing sand (plaster sand) and mortar infill between edge restraint and blocks | m² | 150 | 290 | 290 | 43500
|  | Concrete slabs (450 x 450mm) including a 20mm river sand bedding layer, jointing mortar | m² | 50 | 350 | 350 | 17500
|  | Brick paving including a 20mm river sand bedding layer, jointing sand (plaster sand) and mortar infill between edge restraint and bricks | m² | 18 | 390 | 390 | 7020
|  | Unreinforced concrete ≤ 75mm thick (15MPa) | m² | 10 | 615 | 615 | 6150
|  | Reinforced concrete ≤ 75mm thick (15MPa) | m² | 10 | 870 | 870 | 8700
|  | Grassing | m² | 1300 | 188 | 188 | 244400
|  | Kerbing, including a 50mm bedding (cement and river sand), jointing mortar and 15MPa concrete haunching at all joints | m | 10 | 295 | 295 | 2950
Carried Forward | [6 empty] | 1614820
Brought Forward | [6 empty] | 1614820
2.4.3 | PSC 8.2.13 | Reinstatement of existing masonry walls and palisade fences
a) Face Brick
|  | 110mm wall | m² | 25 | 450 | 450 | 11250
|  | 220mm wall | m² | 25 | 620 | 620 | 15500
|  | 330mm wall | m² | 25 | 1120 | 1120 | 28000
b) Plastered
|  | 110mm wall | m² | 25 | 90 | 90 | 2250
|  | 220mm wall | m² | 25 | 90 | 90 | 2250
|  | 330mm wall | m² | 25 | 90 | 90 | 2250
|  | c)Steel Palisade fences (2.1m height) | m² | 50 | 988 | 988 | 49400
|  | d)Reinstatement of existing outer buildings to its original state or to Enginner satisifaction | No. | 0 | 25480 | 25480 | 0
Section 2: Site Clearance Carried to Summary | [6 empty] | 1725720
3.0 | SANS 1200DB | SCHEDULE 3: EARTHWORKS (PIPE TRENCHES)
3.1 | 8.3.2 | Excavation
(a) Excavate in all materials, backfill and compact and dispose of surplus and unsuitable materials within the free haul distance, for trenches (including shoring and or bracing of trench sides)
|  | i) > 0m but ≤ 1.5m deep | m³ | 5840 | 90 | 90 | 525600
|  | ii) > 1.5m but ≤ 2.5m deep | m³ | 3960 | 118 | 118 | 467280
|  | iii) > 2.5m but ≤ 3.5m deep | m³ | 3960 | 147 | 147 | 582120
|  | iv) > 3.5m deep | m³ | 1650 | 211 | 211 | 348150
(b) Extra over item (a) above for:
|  | i) Intermediate material | m³ | 2500 | 150 | 150 | 375000
|  | ii) Hard rock material | m³ | 1650 | 400 | 400 | 660000
|  | iii) Boulder excavation | m³ | 750 | 650 | 650 | 487500
3.2 | 8.3.3 | Excavation ancillaries
| 8.3.3.1 | Make up deficiency in backfill material:
|  | a) By importation from commercial source or off-site sources selected by the Contractor | m³ | 2500 | 390 | 390 | 975000
3.3 |  | Additional compaction
| 8.3.3.3 | Compaction in road reserve
|  | a) Additional compaction to 93% mod AASHTO density in road reserves | m³ | 520 | 80 | 80 | 41600
3.4 | PSDB 8.3.5 | Existing services that intersect or adjoin a pipe trench:
a) Service that intersect a trench
|  | (i) Cables. | No. | 85 | 1500 | 1500 | 127500
|  | (ii) Water mains | No. | 25 | 1500 | 1500 | 37500
|  | (iii) Water house connections | No. | 125 | 1500 | 1500 | 187500
|  | (iv) Sewer pipes up to 400 mm dia. | No. | 55 | 1500 | 1500 | 82500
|  | (v) Storm water pipes up to 1050 mm dia. | No. | 45 | 1500 | 1500 | 67500
|  | (vi) Kerbs and channels | No. | 56 | 1000 | 1000 | 56000
b) Services that adjoin a trench
|  | (i) Cables. | m | 750 | 100 | 100 | 75000
|  | (ii) Water mains | m | 750 | 100 | 100 | 75000
|  | (iii) Storm water pipes up to 1050 mm dia. | m | 1680 | 100 | 100 | 168000
|  | (iv) Kerbs and channels | m | 780 | 100 | 100 | 78000
|  | (v) Sewer pipes up to 400 mm dia. | m | 2200 | 100 | 100 | 220000
3.4 | PSDB 8.3.5 | (c) Services that require special care | No | 15 | 5000 | 5000 | 75000
Section 3: Earthworks (Pipe Trenches) Carried to Summary | [6 empty] | 5711750
4.0 | SANS 1200LB | SCHEDULE 4: BEDDING (PIPES)
4.1 |  | Provision of bedding:
4.1.1 | 8.2.1 | (a) from trench excavations
|  | i) selected granular material | m³ | 2711 | 100 | 100 | 271100
|  | ii) selected fill material | m³ | 660 | 120 | 120 | 79200
4.1.2 | 8.2.2.3 | (b) from commercial sources
|  | i) selected granular material | m³ | 290 | 350 | 350 | 101500
|  | ii) selected fill material | m³ | 120 | 350 | 350 | 42000
|  | (iii) Bidim A2 | m² | 1800 | 30 | 30 | 54000
|  | (iv) 19mm crusher run stone | m³ | 275 | 488 | 488 | 134200
|  | (v) Dump Rock | m³ | 225 | 650 | 650 | 146250
Section 4: Bedding (Pipes) Carried to Summary | [6 empty] | 828250
5.0 | SANS 1200LD | SCHEDULE 5: SEWERS
5.1 | 8.2.1 | Supply, lay, joint, bed, backfill on Flexible bedding and test the following pipes as detailed in the project specifications for gravity lines:
5.1.1 |  | (a) Class 34/300 uPVC heavy duty sewer pipe
|  | i) DN160 | m | 0 | 240 | 240 | 0
|  | ii) DN200 | m | 0 | 360 | 360 | 0
|  | iii) DN250 | m | 0 | 590 | 590 | 0
|  | iv) DN315 | m | 0 | 948 | 948 | 0
|  | v) DN355 | m | 0 | 1244 | 1244 | 0
|  | vi) DN400 | m | 0 | 1449 | 1449 | 0
|  | (vii) DN 450 | m | 0 | 2301 | 2301 | 0
|  | (vii) DN 500 | m | 0 | 2900 | 2900 | 0
|  | (ix) DN 630 | m | 0 | 6850 | 6850 | 0
5.1.2 |  | (b) HDPE PE100 PN8
|  | i) DN160 | m | 0 | 3320 | 3320 | 0
|  | ii) DN200 | m | 0 | 3550 | 3550 | 0
|  | iii) DN250 | m | 0 | 3944 | 3944 | 0
|  | iv) DN315 | m | 0 | 3988 | 3988 | 0
|  | v) DN355 | m | 0 | 4166 | 4166 | 0
|  | vi) DN400 | m | 0 | 4480 | 4480 | 0
|  | (vii) DN 450 | m | 0 | 4900 | 4900 | 0
|  | (viii) DN 500 | m | 0 | 5300 | 5300 | 0
|  | (ix) DN 630 | m | 0 | 6707 | 6707 | 0
|  | (x) DN 710 | m | 0 | 7902 | 7902 | 0
|  | (xi) DN 800 | m | 0 | 8800 | 8800 | 0
|  | (xii) DN 900 | m | 0 | 10908 | 10908 | 0
|  | (xiii) DN 1000 | m | 0 | 11758 | 11758 | 0
|  | (xiv) DN 1200 | m | 0 | 14659 | 14659 | 0
5.1.3 |  | (c) Concrete heavy duty sewer pipe Class 100D-SI pipes with sacrificial layer.
|  | i) DN300 | m | 0 | 470 | 470 | 0
|  | ii) DN375 | m | 0 | 570 | 570 | 0
|  | (iii) DN 450 | m | 0 | 670 | 670 | 0
|  | (iv) DN 525 | m | 0 | 1040 | 1040 | 0
|  | (v) DN 600 | m | 0 | 1090 | 1090 | 0
|  | (vi) DN 675 | m | 0 | 1400 | 1400 | 0
|  | (vii) DN 750 | m | 0 | 1720 | 1720 | 0
|  | (viii) DN 825 | m | 0 | 1998 | 1998 | 0
|  | (ix) DN 900 | m | 0 | 2193 | 2193 | 0
|  | (x) DN 1050 | m | 0 | 2302 | 2302 | 0
|  | (xi) DN 1200 | m | 0 | 2700 | 2700 | 0
5.1.4 |  | (d) HDPE spiral reinforced pipes
|  | (i) DN400 | m | 0 | 608 | 608 | 0
|  | (ii) DN 450 | m | 0 | 911 | 911 | 0
|  | (iii) DN 500 | m | 0 | 1105 | 1105 | 0
|  | (iv) DN 600 | m | 0 | 1240 | 1240 | 0
|  | (v) DN 700 | m | 0 | 1363 | 1363 | 0
|  | (vi) DN 800 | m | 0 | 1987 | 1987 | 0
|  | (vii) DN 900 | m | 0 | 2500 | 2500 | 0
|  | (viii) DN 1000 | m | 0 | 2611 | 2611 | 0
|  | (ix) DN 1100 | m | 0 | 2859 | 2859 | 0
|  | (x) DN 1200 | m | 0 | 3886 | 3886 | 0
Carried Forward | [6 empty] | 0
Brought Forward | [6 empty] | 0
5.2 |  | Sewer Rising Mains:
5.2.1 |  | a) Supply, lay, bed (class B bedding), all test and disinfect, backfill sipogot and socket joints high impact mPVC Class 16 pipes:
|  | i) DN315 | m | 0 | 1450 | 1450 | 0
5.2.2 |  | b) Supply, lay, bed (class B bedding), all test and disinfect, backfill complete joints to be butt welded or electro fusion, HDPE PE100 SDR11 PN16 pipes:
|  | i) DN315 | m | 0 | 1450 | 1450 | 0
|  | ii) DN355 | m | 0 | 1700 | 1700 | 0
|  | iii) DN400 | m | 0 | 2104 | 2104 | 0
|  | iv) DN450 | m | 0 | 2659 | 2659 | 0
|  | v) DN500 | m | 0 | 3500 | 3500 | 0
|  | vi) DN630 | m | 0 | 5422 | 5422 | 0
5.2.3 |  | c) Supply, lay, bed (class B bedding), all test and disinfect, backfill complete OPVC Class 16 pipes to SANS 16422, joints to be spigot and socket, thrust/anchor blocks to be provided at every change in direction:
|  | i) DN355 | m | 0 | 2448 | 2448 | 0
|  | ii) DN400 | m | 0 | 2884 | 2884 | 0
|  | iii) DN450 | m | 0 | 3411 | 3411 | 0
|  | iv) DN500 | m | 0 | 4370 | 4370 | 0
|  | v) DN560 | m | 0 | 7003 | 7003 | 0
|  | vi) DN630 | m | 0 | 7500 | 7500 | 0
| 8.2.2 | Extra-over for 5.1 for the supply, lay and bedding of Specials with couplings:
5.3 |  | Fittings to suit High Impact Class 16 uPVC pipes
5.3.1 |  | a) Shouldered end Steel Bends Fusion Bonded Epoxy coated 250 microns including thrust blocks to suit high impact uPVC pipe:
DN315
|  | i) 11¼° | No | 0 | 2493 | 2493 | 0
|  | ii) 22.5° | No | 0 | 3005 | 3005 | 0
|  | iii) 45° | No | 0 | 3520 | 3520 | 0
|  | iv) 90° | No | 0 | 4549 | 4549 | 0
5.4 |  | Fittings to suit HDPE PN 16 SDR 11 PE 100 pipes
5.4.1 |  | a) Extruded bends for HDPE pipe PN16 SDR11 PE100
|  | i) 90⁰ bend for 315 diameter pipe | No | 0 | 6502 | 6502 | 0
|  | ii) 90⁰ bend for 350 diameter pipe | No | 0 | 7958 | 7958 | 0
|  | iii) 90⁰ bend for 400 diameter pipe | No | 0 | 11458 | 11458 | 0
|  | iv) 90⁰ bend for 450 diameter pipe | No | 0 | 14906 | 14906 | 0
|  | v) 90⁰ bend for 500 diameter pipe | No | 0 | 21458 | 21458 | 0
|  | vi) 90⁰ bend for 560 diameter pipe | No | 0 | 29568 | 29568 | 0
|  | vii) 90⁰ bend for 600 diameter pipe | No | 0 | 43258 | 43258 | 0
|  | viii) 45⁰ bend for 315 diameter pipe | No | 0 | 6502 | 6502 | 0
|  | xi) 45⁰ bend for 350 diameter pipe | No | 0 | 7958 | 7958 | 0
|  | x) 45⁰ bend for 400 diameter pipe | No | 0 | 11458 | 11458 | 0
|  | xi) 45⁰ bend for 450 diameter pipe | No | 0 | 14906 | 14906 | 0
|  | xii) 45⁰ bend for 500 diameter pipe | No | 0 | 21458 | 21458 | 0
|  | xiii) 45⁰ bend for 560 diameter pipe | No | 0 | 29568 | 29568 | 0
|  | xiv) 45⁰ bend for 600 diameter pipe | No | 0 | 43258 | 43258 | 0
|  | xv) 22.5⁰ bend for 315 diameter pipe | No | 0 | 6502 | 6502 | 0
|  | xvi) 22.5⁰ bend for 350 diameter pipe | No | 0 | 7958 | 7958 | 0
|  | xvii) 22.5⁰ bend for 400 diameter pipe | No | 0 | 11458 | 11458 | 0
|  | xviii) 22.5⁰ bend for 450 diameter pipe | No | 0 | 14906 | 14906 | 0
|  | xix) 22.5⁰ bend for 500 diameter pipe | No | 0 | 21458 | 21458 | 0
|  | xx) 22.5⁰ bend for 560 diameter pipe | No | 0 | 29568 | 29568 | 0
|  | xxi) 22.5⁰ bend for 600 diameter pipe | No | 0 | 43258 | 43258 | 0
|  | xxii) 11¼⁰ bend for 315 diameter pipe | No | 0 | 6502 | 6502 | 0
|  | xxiii) 11¼⁰ bend for 350 diameter pipe | No | 0 | 7958 | 7958 | 0
|  | xxiv) 11¼⁰ bend for 400 diameter pipe | No | 0 | 11458 | 11458 | 0
|  | xxv) 11¼⁰ bend for 450 diameter pipe | No | 0 | 14906 | 14906 | 0
Carried Forward | [6 empty] | 0
Brought Forward | [6 empty] | 0
|  | xxvi) 11¼⁰ bend for 500 diameter pipe | No | 0 | 21458 | 21458 | 0
|  | xxvii) 11¼⁰ bend for 560 diameter pipe | No | 0 | 29568 | 29568 | 0
|  | xxviii) 11¼⁰ bend for 600 diameter pipe | No | 0 | 43258 | 43258 | 0
b) Stub and Flange for HDPE PN16 PE100 SDR11
|  | i) Stub and Flange for 315 diameter pipe | No | 0 | 1598 | 1598 | 0
|  | ii) Stub and Flange for 350 diameter pipe | No | 0 | 1985 | 1985 | 0
|  | iii) Stub and Flange for 400 diameter pipe | No | 0 | 2568 | 2568 | 0
|  | iv) Stub and Flange for 450 diameter pipe | No | 0 | 2740 | 2740 | 0
|  | v) Stub and Flange for 500 diameter pipe | No | 0 | 4125 | 4125 | 0
|  | vi) Stub and Flange for 560 diameter pipe | No | 0 | 5026 | 5026 | 0
|  | vii) Stub and Flange for 600 diameter pipe | No | 0 | 6859 | 6859 | 0
5.5 |  | Fittings to suit OPVC spigot & Socket ended pipes
5.5.1 |  | Spigot & socket ended Steel Bends Fusion Bonded Epoxy coated 250 microns including thrust blocks to suit OPVC pipes:
DN355
|  | i) 11¼° | No | 0 | 9987 | 9987 | 0
|  | ii) 22.5° | No | 0 | 9987 | 9987 | 0
|  | iii) 45° | No | 0 | 10255 | 10255 | 0
|  | iv) 90° | No | 0 | 13022 | 13022 | 0
DN400
|  | i) 11¼° | No | 0 | 12588 | 12588 | 0
|  | ii) 22.5° | No | 0 | 12588 | 12588 | 0
|  | iii) 45° | No | 0 | 13568 | 13568 | 0
|  | iv) 90° | No | 0 | 16987 | 16987 | 0
DN500
|  | i) 11¼° | No | 0 | 18996 | 18996 | 0
|  | ii) 22.5° | No | 0 | 18996 | 18996 | 0
|  | iii) 45° | No | 0 | 20013 | 20013 | 0
|  | iv) 90° | No | 0 | 25983 | 25983 | 0
DN550
|  | i) 11¼° | No | 0 | 23900 | 23900 | 0
|  | ii) 22.5° | No | 0 | 23900 | 23900 | 0
|  | iii) 45° | No | 0 | 29654 | 29654 | 0
|  | iv) 90° | No | 0 | 43215 | 43215 | 0
DN600
|  | i) 11¼° | No | 0 | 23900 | 23900 | 0
|  | ii) 22.5° | No | 0 | 23900 | 23900 | 0
|  | iii) 45° | No | 0 | 29654 | 29654 | 0
|  | iv) 90° | No | 0 | 43215 | 43215 | 0
5.6 | PSL 8.2.19(b) | Supply, handle, fixing, lay, bed of single chamber flanged double acting air release valves, complete with all fittings for connection to main line as per detail JW100-DET14-W01. (Rate to include all fittings required including isolation valve, couplings, wrapping of joints, chamber and cover , etc.) Air valves to be PN16 and Double Fusion Epoxy Bonded coated.
|  | i) DN80 | No | 0 | 20125 | 20125 | 0
|  | ii) DN100 | No | 0 | 21330 | 21330 | 0
|  | iii)DN150 | No | 9 | 55684 | 55684 | 501156
|  | iv)DN200 | No | 0 | 79258 | 79258 | 0
|  | v)DN250 | No | 0 | 42015 | 42015 | 0
5.7 |  | Supply, handle, lay and test through Horizotal Direction Drilling (through soft, medium and hard material) for depth not exceeding 10metres including supply of equipment for road crossings (Launch and reception pits will be paid under earthworks):
Carried Forward | [6 empty] | 501156
Brought Forward | [6 empty] | 501156
5.7.1 |  | (a) HDPE PE100 PN 8
|  | i) DN160 | m | 0 | 3200 | 3200 | 0
|  | ii) DN200 | m | 0 | 3500 | 3500 | 0
|  | iii) DN250 | m | 0 | 3700 | 3700 | 0
|  | iv) DN315 | m | 0 | 4000 | 4000 | 0
|  | v) DN355 | m | 0 | 4200 | 4200 | 0
|  | vi) DN400 | m | 0 | 4500 | 4500 | 0
|  | (vii) DN 450 | m | 0 | 4900 | 4900 | 0
|  | (viii) DN 500 | m | 0 | 5200 | 5200 | 0
|  | (ix) DN 630 | m | 0 | 6500 | 6500 | 0
|  | (x) DN 710 | m | 0 | 7850 | 7850 | 0
|  | (xi) DN 800 | m | 0 | 8800 | 8800 | 0
|  | (xii) DN 900 | m | 0 | 11500 | 11500 | 0
|  | (xiii) DN 1000 | m | 0 | 11900 | 11900 | 0
|  | (xiv) DN 1200 | m | 0 | 15800 | 15800 | 0
5.7.2 |  | Extra over for item 5.7.1(a) above for drilling into hard rock | m | 50 | 2500 | 2500 | 125000
5.8 | 8.2.3 | Manholes
5.8.1 |  | Manholes 1,000mm diameter complete with cover and frame
|  | a) > 0m but ≤ 2.0m deep | No. | 0 | 11500 | 11500 | 0
|  | b) > 2m but ≤ 3.0m deep | No. | 0 | 15200 | 15200 | 0
5.8.2 |  | Manholes 1,250mm diameter complete with cover and frame
|  | a) > 0m but ≤ 2.0m deep | No. | 0 | 11500 | 11500 | 0
|  | b) > 2m but ≤ 3.5m deep | No. | 0 | 15200 | 15200 | 0
|  | c) > 3.5m but ≤ 5.0m deep | No. | 0 | 16500 | 16500 | 0
5.8.3 |  | Manholes 1,500mm diameter complete with cover and frame
|  | a) > 0m but ≤ 2.0m deep | No. | 0 | 15500 | 15500 | 0
|  | b) > 2m but ≤ 3.5m deep | No. | 1 | 17000 | 17000 | 17000
|  | c) > 3.5m but ≤ 5.0m deep | No. | 0 | 17500 | 17500 | 0
5.8.4 |  | Demolish existing manholes where new manholes will be constructed for pipe diameters 160mm to 600mm
|  | a) > 0m but ≤ 2.0m deep | No. | 0 | 3500 | 3500 | 0
|  | b) > 2m but ≤ 3.5m deep | No. | 0 | 3500 | 3500 | 0
|  | c) > 3.5m but ≤ 5.0m deep | No. | 0 | 3500 | 3500 | 0
d) > 5m
5.8.5 |  | Demolish existing manholes where new manholes will be constructed for pipe diameters greater than 600mm to 1200mm
|  | a) > 0m but ≤ 2.0m deep | No. | 0 | 3500 | 3500 | 0
|  | b) > 2m but ≤ 3.5m deep | No. | 1 | 3500 | 3500 | 3500
|  | c) > 3.5m but ≤ 5.0m deep | No. | 0 | 3500 | 3500 | 0
|  | d) > 5m | No. | 0 | 3500 | 3500 | 0
5.8.6 |  | Repair manhole benching in existing manholes up to 5m
|  | a) 0mm - 1000mm diameter | No. | 0 | 3000 | 3000 | 0
|  | b) 1000mm - 1250mm diameter | No. | 0 | 3000 | 3000 | 0
|  | c) 1250mm - 1500mm diameter | No. | 1 | 3000 | 3000 | 3000
Carried Forward | [6 empty] | 649656
Brought Forward | [6 empty] | 649656
5.9 | 8.2.6 | Erf connections
a) Supply, bed, lay, joint, and test new property connection inclunding all fittings related to the erf connections(length of erf connection 30metres) as per detail JW100-DET2-S01
|  | i) 110mm dia. uPVC Class 34 spigot and socket pipes including joints to existing pipes and all other fittings | No. | 0 | 9580 | 9580 | 0
b) Supply, bed, lay, joint, and test new property connection inclunding all fittings related to the erf connections as per detail JW100-DET2-S01
|  | i) 110mm uPVC Class 34 spigot and socket pipes including joints to existing pipes and all other fittings | No | 0 | 7500 | 7500 | 0
5.10 |  | (a) Provisional Amount (R) for fittings not shown on detail | P.Sum | 1 | 15000 | 15000 | 15000
|  | (b) Profit on item 5.10 (a) above | % | 15000 | 0.1 | 0.1 | 1500
5.11 | 8.2.11 | Connect to existing Sewers
|  | Break existing manhole, channel and benching and rebuilt manhole with new channel and benching the rate shall include any temporary sewer diversion or over pumping required | No | 2 | 45000 | 45000 | 90000
5.12 | 8.2.12 | Raising or Lowering of Existing Manholes
|  | i) 1000mm diameter | No. | 0 | 3500 | 3500 | 0
|  | ii) 1250mm diameter | No. | 0 | 4500 | 4500 | 0
|  | iii) 1500mm diameter | No. | 0 | 5000 | 5000 | 0
Section 5: Sewers Carried to Summary | [6 empty] | 756156
6.0 |  | SCHEDULE 6: CCTV CAMERA SURVEY AND PIPE CRACKING
6.1 |  | CCTV surveys
6.1.1 | PS 4.2.39 | Cleaning of conduits for the following pipe diameter diameter before CCTV, pipe cracking and CIPP:
|  | a) 160 > and ≤ 355mm diameter | m | 0 | 350 | 350 | 0
|  | b) > 355mm diameter | m | 0 | 500 | 500 | 0
6.1.2 | PS 4.2.39 | Cleaning of conduits for the following pipe diameter diameter after installation if required:
|  | a) 160 > and ≤ 355mm diameter | m | 0 | 350 | 350 | 0
|  | b) > 355mm diameter | m | 2200 | 500 | 500 | 1100000
6.1.3 | PS 4.2.40 | CCTV camera surveys of pipelines before upgrade works, of the following diameters. The CCTV should identify any house connections, manholes and any other detail and defects in the sewer line:
|  | a) 160 > and ≤ 355mm diameter | m | 0 | 60 | 60 | 0
|  | b) > 355mm diameter | m | 0 | 100 | 100 | 0
6.1.4 | PS 4.2.40 | CCTV camera surveys of pipelines after upgrade works, of the following diameters. The CCTV should identify any house connections, manholes and any other detail and defects in the sewer line:
|  | a) 160 > and ≤ 355mm diameter | m | 0 | 60 | 60 | 0
|  | b) > 355mm diameter | m | 2200 | 100 | 100 | 220000
6.2 |  | PIPE CRACKING
6.2.1 | P.S.4.2.50.1 | Supply, handle, lay and test through Pipe Cracking including supply of equipment (Launch and reception pits will be paid under earthworks):
(a) ALL PIPES
|  | i) DN160 | m | 0 | 3900 | 3900 | 0
|  | ii) DN200 | m | 0 | 4000 | 4000 | 0
|  | iii) DN250 | m | 0 | 4400 | 4400 | 0
|  | iv) DN315 | m | 0 | 4750 | 4750 | 0
|  | v) DN355 | m | 0 | 5000 | 5000 | 0
|  | vi) DN400 | m | 0 | 5500 | 5500 | 0
|  | (vii) DN 450 | m | 0 | 5950 | 5950 | 0
|  | (viii) DN 500 | m | 0 | 6350 | 6350 | 0
|  | (ix) DN 630 | m | 0 | 7500 | 7500 | 0
|  | (x) DN 710 | m | 0 | 9500 | 9500 | 0
|  | (xi) DN 800 | m | 0 | 10500 | 10500 | 0
|  | (xii) DN 900 | m | 0 | 13800 | 13800 | 0
|  | (xiii) DN 1000 | m | 0 | 14250 | 14250 | 0
|  | (xiv) DN 1200 | m | 0 | 17550 | 17550 | 0
6.2.2 |  | Overpumping and manhole isolation
Manhole length isolation
6.2.2.1 | P.S.4.2.50.3 | a) Plugging Conduits:
|  | i) 0 ≥ 150mm diameter | No. | 0 | 4000 | 4000 | 0
|  | ii) 150 > and ≤ 315mm diameter | No. | 0 | 4000 | 4000 | 0
|  | ii) 315 > and ≤ 500mm diameter | No. | 10 | 4000 | 4000 | 40000
|  | iii) 500> and ≤1000mm diameter | No. | 50 | 4300 | 4300 | 215000
|  | iii) 1000> and ≤1600mm diameter | No. | 0 | 4500 | 4500 | 0
6.2.2.2 | P.S.4.2.50.4 | b) Over-pumping
|  | i) 0 ≥ 150mm diameter maximum flow rate 40 litres per sec | hours | 0 | 2500 | 2500 | 0
|  | ii) 150 > and ≤ 315mm diameter maximum flow rate 170 litres per sec | hours | 0 | 3500 | 3500 | 0
|  | iii) 315 > and ≤ 500mm diameter maximum flow rate 430 litres per sec | hours | 189 | 4500 | 4500 | 850500
Carried Forward | [6 empty] | 2425500
Brought Forward | [6 empty] | 2425500
6.2.3 |  | Allow for reconnecting house connection after pipe cracking, rate shall include all fittings required (excavations and backfilling shall be paid under earthworks) | No | 0 | 5500 | 5500 | 0
6.2.4 |  | Point repairs to sewers for the following diameters before pipe cracking. Rate to include all materials and labour required. Excavation and backfilling measured under earthworks.
|  | i) DN150 | No | 0 | 2500 | 2500 | 0
|  | ii) DN200 | No | 0 | 3000 | 3000 | 0
|  | iii) DN250 | No | 0 | 3500 | 3500 | 0
|  | iv) DN315 | No | 0 | 3500 | 3500 | 0
|  | v) DN355 | No | 0 | 4500 | 4500 | 0
|  | vi) DN400 | No | 10 | 4600 | 4600 | 46000
|  | vii) DN 450 | No | 0 | 4850 | 4850 | 0
|  | viii) DN 525 | No | 0 | 5300 | 5300 | 0
|  | ix) DN 600 | No | 0 | 6600 | 6600 | 0
|  | x) DN 675 | No | 0 | 7900 | 7900 | 0
|  | xi) DN 750 | No | 10 | 9000 | 9000 | 90000
|  | xii) DN 825 | No | 0 | 9500 | 9500 | 0
|  | xiii) DN 950 | No | 0 | 9800 | 9800 | 0
|  | xiv) DN 900 | No | 5 | 10500 | 10500 | 52500
|  | xv) DN 1050 | No | 0 | 11500 | 11500 | 0
|  | xvi) DN 1200 | No | 0 | 12000 | 12000 | 0
6.2.5 |  | CIPP (CURED IN PLACE PIPE)
6.2.5.1 |  | Specialist removal/cleaning of obstructions:
|  | Precision root cutters | hr | 0 | 3500 | 3500 | 0
6.2.5.2 |  | Non-structural liner for the following diameters:
|  | i) DN150 | m | 0 | 2000 | 2000 | 0
|  | ii) DN200 | m | 0 | 2000 | 2000 | 0
|  | iii) DN250 | m | 0 | 2000 | 2000 | 0
|  | iv) DN315 | m | 0 | 4300 | 4300 | 0
|  | v) DN355 | m | 0 | 4300 | 4300 | 0
|  | vi) DN400 | m | 0 | 4300 | 4300 | 0
|  | vii) DN 450 | m | 0 | 4400 | 4400 | 0
|  | viii) DN 525 | m | 0 | 4500 | 4500 | 0
|  | ix) DN 600 | m | 0 | 4900 | 4900 | 0
|  | x) DN 675 | m | 0 | 5500 | 5500 | 0
|  | xi) DN 750 | m | 0 | 6800 | 6800 | 0
|  | xii) DN 825 | m | 0 | 7800 | 7800 | 0
|  | xiii) DN 950 | m | 0 | 8500 | 8500 | 0
|  | xiv) DN 900 | m | 0 | 8500 | 8500 | 0
|  | xv) DN 1050 | m | 0 | 9000 | 9000 | 0
|  | xvi) DN 1200 | m | 0 | 9000 | 9000 | 0
6.3 | SANS1200LG | PIPE JACKING
6.3.1 | 8.2.1 | Jacking Establishment
6.3.1.1 |  | a) Fixed Charges | Sum | 0 | 175000 | 175000 | 0
6.3.1.2 |  | b) Time Related charges | Sum | 0 | 200000 | 200000 | 0
6.4 | 8.2.6 | Supply and install the following pipes through pipe Jacking Method, Complete with excavations, concrete sleeve pipes to suit etc:
a) Supply and installation of in-the-wall joint concrete Sleeve pipes 100D with sliding rubber rings
6.4.1 |  | i) 900mm ND concrete pipe | m | 0 | 11500 | 11500 | 0
6.4.2 |  | ii) 1117mm ND concrete pipe | m | 0 | 14500 | 14500 | 0
6.4.3 |  | iii) 1473mm ND concrete pipe | m | 0 | 18500 | 18500 | 0
6.4.4 |  | iv) 1678mm ND concrete pipe | m | 0 | 23650 | 23650 | 0
6.4.5 |  | v) 1800mm ND concrete pipe | m | 0 | 29500 | 29500 | 0
Carried Forward | [6 empty] | 2614000
Brought Forward | [6 empty] | 2614000
6.4.6 |  | vi) 2000mm ND concrete pipe | m | 0 | 35600 | 35600 | 0
6.4.7 |  | vii) 2250mm ND concrete pipe | m | 0 | 40200 | 40200 | 0
6.4.8 |  | viii) 2500mm ND concrete pipe | m | 0 | 69580 | 69580 | 0
b) Supply and installation of pipes including all supports:
6.4.9 |  | i) 400mm HDPE PN16 PE100 SDR11 butt welded | m | 0 | 4500 | 4500 | 0
6.4.10 |  | ii) 450mm HDPE PN16 PE100 SDR11 butt welded | m | 0 | 4900 | 4900 | 0
6.4.11 |  | iii) 500mm HDPE PN16 PE100 SDR11 butt welded | m | 0 | 5300 | 5300 | 0
6.4.12 |  | iv) 630mm HDPE PN16 PE100 SDR11 butt welded | m | 0 | 6600 | 6600 | 0
6.4.13 |  | v) 710mm HDPE PN16 PE100 SDR11 butt welded | m | 0 | 7900 | 7900 | 0
6.4.14 |  | vi) 800mm HDPE PN16 PE100 SDR11 butt welded | m | 0 | 880 | 880 | 0
6.4.15 |  | vii) 900mm HDPE PN16 PE100 SDR11 butt welded | m | 0 | 11500 | 11500 | 0
6.4.16 |  | viii) 1000mm HDPE PN16 PE100 SDR11 butt welded | m | 0 | 11500 | 11500 | 0
6.4.17 |  | ix) 1200mm HDPE PN16 PE100 SDR11 butt welded | m | 0 | 13000 | 13000 | 0
6.5 | 8.2.7 | Extra-over for 8.2.6 for Lengths of Pipeline greater than 85 metres | m | 0 | 14000 | 14000 | 0
6.6 | 8.2.8 | Extra-over 8.2.6 for Excavations in Rock | m³ | 0 | 2500 | 2500 | 0
6.7 | 8.2.9 | Stabilisation of Unstable Areas or Grouting of Voids were Ordered by the Employer's Agent
6.7.1 |  | a) Provision and Establishment of Equipment on Site, and Removal on Completion of the Operation: | Sum | 0 | 25000 | 25000 | 0
6.7.2 |  | b) Operation of Equipment | Day | 0 | 5000 | 5000 | 0
6.7.3 |  | c) Materials used | m³ | 0 | 6350 | 6350 | 0
6.8 | 8.2.10 | Standing Time for Pipe Jacking Gang the Jacking Equipment Covered in 8.2.1 | hr | 0 | 5500 | 5500 | 0
Section 6: CCTV CAMERA SURVEY AND PIPE CRACKING Carried to Summary | [6 empty] | 2614000
7 |  | SCHEDULE 7: GABIONS AND PITCHING
1200 DK
7.1 | 8.2.1 | Surface preparation for bedding of gabions
|  | a) Cavities filled with approved excavated material | m³ | 0 | 120 | 120 | 0
|  | b) Cavities filled with Grade 15 concrete | m³ | 0 | 1450 | 1450 | 0
(Provisional)
7.2 | 8.2.2 | Gabions
Supply, place, fill with stones,lacing and bracing gabions boxes or mattresses, the rate should include the supply of stones:
(Double twist hexagonal wire mesh to SANS 1580:2005) Mesh Type 80 with 2,7/3,7mm Class A Galvanised and uPVC coated wire
7.2.1 |  | a) Gabion mattrasses
|  | 2 m x 2 m x 0.3 m | m³ | 0 | 1750 | 1750 | 0
(b) Gabion boxes
|  | 1m x 1m x1m | m³ | 0 | 1750 | 1750 | 0
7.3 | 8.2.4 | Supply and install Geotextile membrane:
7.3.1 |  | a) AG150 - Minimun Energy Absorption - 4,0kN/m | m² | 0 | 40 | 40 | 0
7.4 | 8.2.5 | Pitching
7.4.1 |  | a) Medium pitching - plain | m² | 0 | 300 | 300 | 0
Section 7: Gabions and Pitching Carried to Summary | [6 empty] | 0
8.0 |  | SCHEDULE 8 : Ablution Blocks and VIP Toilets
8.1 | PA | VIP AND ABLUTION BLOCKS:
| PA 3.1 | (a) Supply, Deliver and install a pre cast VIP toilet including all accessories | No | 0 | 6000 | 6000 | 0
| PA 3.2 | (b) Supply, Deliver and install a Precast VIP toilet for disabled people icluding all accesories | No | 0 | 7500 | 7500 | 0
| PA 3.3 | (c) Supply, Deliver and install Precast Waterborne toilet including all accessories including drainnage connection with all accessories | No | 0 | 9500 | 9500 | 0
| PA 3.4 | (d) Supply, Deliver and install Precast Waterborne toilet for disabled people including all accessories including drainnage connection with all accessories | No | 0 | 12500 | 12500 | 0
8.2 |  | VIP SUBSTRUCTURE
| PA 3.5 | (a) Supply, Deliver and install a pre cast VIP sub structure complete with beams | No | 0 | 5600 | 5600 | 0
| PA 3.6 | (b) Supply and Erection of Brickworks ( Excavation to be paid under Section D) | m2 | 0 | 480 | 480 | 0
| PA 3.7 | c) Supply and pplication of Water proof sealant only on instruction of Employer's Agent | m2 | 0 | 300 | 300 | 0
| PA 2.3 | (d) Extraover of 6mm single coat cement plaster on brick substructure according to | m2 | 0 | 100 | 100 | 0
SANS 2001-EMI: 2007
8.3 |  | ABLUTION BLOCKS:
| PA 3.8 | (a) Supply and Install 12m X 2.4m Prefabricated Female Ablution Unit | No | 0 | 225000 | 225000 | 0
| PA 3.9 | (b) Supply and Install 12m X 2.4m Prefabricated Male Ablution Unit | No | 0 | 225000 | 225000 | 0
| PA 3.10 | (c) Supply and install 6m X 2.4m Prefabricated Male Ablution Unit | No | 0 | 175000 | 175000 | 0
| PA 3.11 | (d) Supply and install 6m X 2.4m Prefabricated Female Ablution Unit | No | 0 | 175000 | 175000 | 0
8.4 | PA | Wash Trouph:
|  | (a) Provide and install double concrete wash trough including stand, two taps, | No | 0 | 3850 | 3850 | 0
fixing into the ablution Block, drainnage and water connection
8.5 | PA | Guard House
|  | (a) Provsional sum for supply and erection of security guard house | P/S | 0 | 10000 | 10000 | 0
8.6 | PA | Supply and erection of new fencing material:
| PA | a) Supply, delivery and installation of steel wire mesh fencing around the ablution blocks (0.9mm x 90mm x 1.8mm x 5000mm) including gate, galvanised steel poles, concrete footings, transportation and installation (incl. labour) | m | 0 | 750 | 750 | 0
Section 8: Ablution Blocks and VIP Toilets Carried to Summary | [6 empty] | 0
Summary Page
1 |  | SCHEDULE 1: PRELIMINARY AND GENERAL |  | 7074008.286
2 |  | SCHEDULE 2: SITE CLEARANCE |  | 1725720
3 |  | SCHEDULE 3: EARTHWORKS (PIPE TRENCHES) |  | 5711750
4 |  | SCHEDULE 4: BEDDING (PIPES) |  | 828250
5 |  | SCHEDULE 5: SEWERS |  | 756156
6 |  | SCHEDULE 6: CCTV CAMERA SURVEY AND PIPE CRACKING |  | 2614000
7 |  | SCHEDULE 7: GABIONS AND PITCHING |  | 0
8 |  | SCHEDULE 8 : Ablution Blocks and VIP Toilets |  | 0
9 |  | SUBTOTAL |  | 18709884.286
10 |  | Allowance for Escallations |  | 5107798.4101
11 |  | TOTAL |  | 23817682.6961
12 |  | Add 15% VAT |  | 3572652.4044
13 |  | Grand Total |  | 27390335.1005
|  | Construction Duration |  | 10 |  | Month(s)
|  | Anticipated Start Date |  | 2024-12-31
|  | Anticipated Completion Date |  | 2025-11-06
|  |  |  | 27 |  | 0.065 | 3283584.6922
|  |  |  | 15 |  | 0.065 | 1824213.7179
5107798.4101
Formulas:
Rate (Esc) = IF(TODAY()<45150,[Rate],IF(TODAY()<45515,[Rate]*(1+Escalations!$D3),[Rate]*(1+Escalations!$D3)*(1+Escalations!$D4)))

## AMAHLUNGU (hidden)
Item No. | Payment Clause | Description | Unit | Qty | Rate | Rate (Esc) | Amount
1 | SABS 1200A & 1200AB | SCHEDULE 1: PRELIMINARY AND GENERAL
1.1 | 8.3 | FIXED-CHARGE ITEMS
1.1.1 | 8.3.1 | Contractual requirements | Sum | 1 | 150000 | 150000 | 150000
1.1.2 | 8.3.2 | Provision of facilities on site:
| 8.3.2.1 | 1) Facilities for Engineer:
|  | a)Engineers Office Type 2 and parking (No.=2) | Sum | 1 | 25000 | 25000 | 25000
|  | b)Nameboards (No=2) | Sum | 1 | 16000 | 16000 | 16000
|  | c) Communication | P/S | 0 | 15000 | 15000 | 0
|  | d) Overhead profit on item 1.1.2(c) above | % | 0 | 1500 | 1500 | 1500
|  | e) Meeting room Type 1 | Sum | 1 | 20000 | 20000 | 20000
|  | f) Latrine facilities | Sum | 1 | 20000 | 20000 | 20000
1.1.3 | 8.3.2.2 | 2) Facilities for the Contractor
|  | a) Offices and storage sheds | Sum | 1 | 25000 | 25000 | 25000
|  | b) Ablution and latrine facilities | Sum | 1 | 20000 | 20000 | 20000
|  | c) Tools and equipment | Sum | 1 | 10000 | 10000 | 10000
|  | d) Access (see sub-clause 5.8) | Sum | 1 | 15000 | 15000 | 15000
|  | e) Water supplies, electric power and communications | Sum | 1 | 9000 | 9000 | 9000
|  | f) Dealing with water | Sum | 1 | 15000 | 15000 | 15000
1.1.4 | PSA 8.3.5.2 | OHS Act Obligations (Compilation of OHSAct file) | Sum | 1 | 20000 | 20000 | 20000
1.1.5 |  | Complaince with all COVID fixed items Requirements | Sum | 0 | 20000 | 20000 | 0
1.1.6 | PSA 8.3.5.3 | EMP Obligations | Sum | 1 | 20000 | 20000 | 20000
1.1.7 | PSA 8.3.5.1 | Issuing of notices to consumers also refer to PS6.6 | Sum | 1 | 10000 | 10000 | 10000
1.1.8 | 8.3.4 | Removal of site Establishment | Sum | 1 | 25000 | 25000 | 25000
1.2 | 8.4 | TIME RELATED ITEMS
1.2.1 | 8.4.1 | Contractual requirements | month | 10 | 1000 | 1000 | 10000
| 8.4.2 | Operation and maintainance of facilities on site.
1.2.2 | 8.4.2.1 | 1) Facilities for Engineer:
|  | a)Engineers Office Type 2 and parking (No.=2) | month | 10 | 2000 | 2000 | 20000
|  | b)Nameboards (No=2) | month | 10 | 1000 | 1000 | 10000
|  | c) Communication | P/S | 0 | 15000 | 15000 | 0
|  | d) Overhead profit on item 1.2.2(c) above | % | 0 | 1500 | 1500 | 1500
|  | e) Meeting room Type 1 | month | 10 | 1000 | 1000 | 10000
|  | f) Latrine facilities | month | 10 | 1000 | 1000 | 10000
1.2.3 | 8.4.2.2 | Facilities for the Contractor:
|  | a) Offices and storage sheds | month | 10 | 1000 | 1000 | 10000
|  | b) Ablution and latrine facilities | month | 10 | 1000 | 1000 | 10000
|  | c) Tools and equipment | month | 10 | 1000 | 1000 | 10000
|  | d) Access (see sub-clause 5.8) | month | 10 | 1000 | 1000 | 10000
|  | e) Plant | month | 10 | 1500 | 1500 | 15000
|  | f) Water supplies, electric power and communications | month | 10 | 3000 | 3000 | 30000
|  | g) Dealing with water | month | 10 | 1000 | 1000 | 10000
1.2.4 | 8.4.3 | Supervision for the duration of construction | month | 10 | 70000 | 70000 | 700000
1.2.5 | 8.4.4 | Company and head office overhead costs for the duration of the Contract | month | 10 | 4500 | 4500 | 45000
1.2.6 | PSA 8.4.6.2 | Security Services | month | 10 | 12000 | 12000 | 120000
1.3 | OHS Spec. | Allow for compliance with all aspects of the OHS specification including:
1.3.1 | PSA 8.4.6.4 | Risk assesment | month | 10 | 8000 | 8000 | 80000
1.3.2 | PSA 8.4.6.1(1) | Complaince with Health and Safety Plan including Safety Officer Salary | month | 10 | 8000 | 8000 | 80000
1.3.3 |  | Complaince with all COVID requirements | month | 0 | 4000 | 4000 | 0
1.4 | EMP | Allow for compliance with all aspects of the EMP/Authorizations including
1.4.1 | PSA 8.4.6.1(2) | a)Environmental Officer Salary | month | 10 | 10000 | 10000 | 100000
1.4.2 | PSA 8.4.6.1(3) | b) Environmental Control Officer | P/S | 0 | 360000 | 360000 | 0
1.4.3 |  | c) Overheads, charges and profit on item 1.4.2(b) above | % | 0 | 36000 | 36000 | 36000
1.5 | 8.6 | Prime cost items
1.5.1 |  | a) Materials used in the execution of dayworks | P/S | 1 | 20000 | 20000 | 20000
1.5.2 |  | b) Overheads, charges and profit on item 1.4.1(a) above | % | 20000 | 2000 | 2000 | 2000
Carried Forward | [6 empty] | 1741000
Brought Forward | [6 empty] | 1741000
1.6 | 8.8 | TEMPORARY WORKS
1.6.1 | 8.8.2 | Dealing with traffic for the duration of the Contract | Sum | 1 | 8000 | 8000 | 8000
1.6.2 | 8.8.6 | Dealing with water | Sum | 1 | 8000 | 8000 | 8000
1.6.3 | 8.8.4 | Existing services
1.6.4 | PSA 8.8.4 (a) | a) Supply or hire of specialist equipment for the detection and Scanning of existing services. | P/S | 1 | 50000 | 50000 | 50000
1.6.5 |  | Profit on item 1.6.4 (a) above | % | 50000 | 5000 | 5000 | 5000
1.6.6 | PSA 8.8.4 (b) | b) Excavation by hand to expose existing services. | m3 | 100 | 150 | 150 | 15000
1.7 | PSA 8.5 | PROVISIONAL SUMS STATED BY ENGINEER
|  | a) Reinstatement of asphalt by JRA | P/S | 1 | 500000 | 500000 | 500000
|  | b) Engineer's Equipment and Independent testing | P/S | 1 | 100000 | 100000 | 100000
|  | c) Temporary protection of existing services | P/S | 1 | 45000 | 45000 | 45000
|  | d) Community Liaison Officer | P/S | 1 | 100000 | 100000 | 100000
|  | e) Landscaping and including irrigation system | P/S | 1 | 50000 | 50000 | 50000
|  | f) Relocation of existing services | P/S | 1 | 25000 | 25000 | 25000
|  | g) Training of local labour | P/S | 1 | 100000 | 100000 | 100000
|  | h) Alterations and connection to Municipal services and repair to damaged services where approved by Engineer | P/S | 1 | 20000 | 20000 | 20000
|  | i) Disposal of Asbestos | P/S | 0 | 100000 | 100000 | 0
|  | j) Investigations as ordered by the Engineer | P/S | 1 | 120000 | 120000 | 120000
|  | k) Survey as per the Engineer's instruction. Rate to include for a CD with AutoCAD drawing/s and co-ordinates data in CSV or text format. | P/S | 1 | 250000 | 250000 | 250000
|  | l) Overheads, charges and profit on items (a-k) above | % | 1410000 | 141000 | 141000 | 141000
1.8 | P.S 3.2.8 | m) Overheads, charges and profit on items and Management fees for SMMEs based on SMME value paid to them (Value of Provisional Sum provided is indicative and will depend on a work package allocation) | P/S | 1 | 100000 | 100000 | 100000
|  | n) Overheads, charges and profit on item m above (Value of Provisional Sum provided is indicative and will depend on a work package allocation) | % | 5173410 | 100000 | 100000 | 100000
1.9 | 8.7 | Day works (to be executed on instruction from the Engineer)
Labour
|  | a) Unskilled | hr | 10 | 30 | 30 | 300
|  | b) Semi skilled | hr | 10 | 40 | 40 | 400
|  | c) Skilled | hr | 10 | 80 | 80 | 800
|  | d) Armed Security guard | hr | 10 | 40 | 40 | 400
Tipper truck
|  | a) Capacity 6m³ (small) | hr | 10 | 500 | 500 | 5000
|  | b) Capacity 10m³ (medium) | hr | 10 | 600 | 600 | 6000
|  | c) Capacity 12m³ (large) | hr | 10 | 700 | 700 | 7000
Flat bed tracks
|  | a) Capacity 3 ton (small) | hr | 10 | 500 | 500 | 5000
|  | b) Capacity 5 ton (medium) | hr | 10 | 600 | 600 | 6000
|  | c) Capacity 10 ton (large) | hr | 10 | 700 | 700 | 7000
LDV's
|  | a) Capacity 1 ton | hr | 10 | 600 | 600 | 6000
Conservancy/ Water tankers
|  | a) Capacity 6,000 litres (small) | hr | 10 | 550 | 550 | 5500
|  | b) Capacity 9,000 litres (medium) | hr | 10 | 650 | 650 | 6500
|  | c) Capacity 15,000 litres (large) | hr | 10 | 700 | 700 | 7000
Excavator (Crawler excavator)
|  | a) 20 tonne | hr | 10 | 700 | 700 | 7000
|  | b) 30 tonne | hr | 10 | 750 | 750 | 7500
TLB's (Tractor loader backhoe)
|  | a) 2x4 | hr | 10 | 650 | 650 | 6500
|  | b) 4x4 | hr | 10 | 650 | 650 | 6500
Walk behind vibrating rollers
|  | a) Model BW 61 (small) | hr | 10 | 350 | 350 | 3500
|  | b) Model BW 76 (medium) | hr | 10 | 350 | 350 | 3500
|  | c) Model BW 90 (large) | hr | 10 | 300 | 300 | 3000
Compactors
|  | b) Plate compactor | hr | 10 | 300 | 300 | 3000
Compressors (Potable Diesiel Compressor)
|  | a) Small | hr | 10 | 600 | 600 | 6000
|  | b) Medium | hr | 10 | 650 | 650 | 6500
|  | c) Large | hr | 10 | 680 | 680 | 6800
Portable water pumps
|  | a) Small | hr | 10 | 450 | 450 | 4500
|  | b) Medium | hr | 10 | 500 | 500 | 5000
|  | c) Large | hr | 10 | 550 | 550 | 5500
SCHEDULE 1: PRELIMINARY AND GENERAL: CARRIED TO SUMMARY | [6 empty] | 3615700
2 | SANS 1200C | SCHEDULE 2: SITE CLEARANCE
2.1 | 8.2.1 | Clear and grub for width of 3 metres along the pipe route | m | 2200 | 20 | 20 | 44000
2.2 | PSC 8.2.5 | Take down existing masonry walls, palisade fences and other obstructions on the pipe route
|  | a)110mm wall | m² | 50 | 90 | 90 | 4500
|  | b) 220mm wall | m² | 50 | 120 | 120 | 6000
|  | c) 330mm wall | m² | 50 | 180 | 180 | 9000
|  | d) steel pallisade fences | m² | 50 | 90 | 90 | 4500
2.3 | 8.2.10 | Remove topsoil to nominal depth of 150mm and stockpile | m³ | 1485 | 120 | 120 | 178200
2.4 | PSC 8.2.11b | Removal of man-made surfaces
a) Roadway, Asphalt and other layers
|  | i) Asphalt (≤ 50mm thick) and including base, sub-base and subgrades layers up to 800mm deep | m² | 150 | 120 | 120 | 18000
|  | ii) Asphalt (> 50mm ≤ 100mm thick) and including base, sub-base and subgrades layers up to 800mm deep | m² | 150 | 120 | 120 | 18000
b) Footways and Driveways
|  | i) Asphalt ≤ 50mm thickness | m² | 75 | 120 | 120 | 9000
|  | ii) Asphalt > 50 ≤ 100mm thickness | m² | 75 | 120 | 120 | 9000
|  | iii) Interlocking concrete segmental paving blocks (all colours) | m² | 650 | 120 | 120 | 78000
|  | iv) Concrete slabs (450 x 450mm) | m² | 50 | 120 | 120 | 6000
|  | v)Brick paving | m² | 30 | 90 | 90 | 2700
|  | vi)Unreinforced concrete ≤ 75mm thick | m² | 10 | 120 | 120 | 1200
|  | vii)Reinforced concrete ≤ 75mm thick | m² | 10 | 130 | 130 | 1300
|  | viii)Grassing | m² | 1650 | 60 | 60 | 99000
|  | ix)Kerbing (all types of kerbing) | m | 175 | 90 | 90 | 15750
2.4.1 | PSC 8.2.12.1 | Backfilling and reinstatement of roads
|  | (a) 150mm base | m³ | 110 | 430 | 430 | 47300
|  | (b) 150mm subbase | m³ | 110 | 430 | 430 | 47300
|  | (c)150mm selected subgrade | m³ | 300 | 430 | 430 | 129000
2.4.2 | PSC 8.2.12.2 | Backfilling and reinstatement of footways
a)Using removed materials:
|  | Interlocking concrete segmental paving blocks (all colours) | m² | 650 | 290 | 290 | 188500
|  | Brick paving | m² | 30 | 70 | 70 | 2100
|  | Grassing | m² | 350 | 280 | 280 | 98000
|  | Kerbing (all types of kerbing) | m | 175 | 290 | 290 | 50750
b)
|  | ≤50mm thick Bitumen hot - mix: Fine | m² | 225 | 290 | 290 | 65250
|  | >50mm≤100mm thick Bitumen hot - mix: Fine | m² | 225 | 300 | 300 | 67500
|  | Interlocking concrete segmental paving blocks, including a 20mm river sand bedding layer, jointing sand (plaster sand) and mortar infill between edge restraint and blocks | m² | 150 | 290 | 290 | 43500
|  | Concrete slabs (450 x 450mm) including a 20mm river sand bedding layer, jointing mortar | m² | 50 | 300 | 300 | 15000
|  | Brick paving including a 20mm river sand bedding layer, jointing sand (plaster sand) and mortar infill between edge restraint and bricks | m² | 18 | 300 | 300 | 5400
|  | Unreinforced concrete ≤ 75mm thick (15MPa) | m² | 10 | 200 | 200 | 2000
|  | Reinforced concrete ≤ 75mm thick (15MPa) | m² | 10 | 300 | 300 | 3000
|  | Grassing | m² | 1300 | 90 | 90 | 117000
|  | Kerbing, including a 50mm bedding (cement and river sand), jointing mortar and 15MPa concrete haunching at all joints | m | 10 | 290 | 290 | 2900
Carried Forward | [6 empty] | 1388650
Brought Forward | [6 empty] | 1388650
2.4.3 | PSC 8.2.13 | Reinstatement of existing masonry walls and palisade fences
a) Face Brick
|  | 110mm wall | m² | 25 | 350 | 350 | 8750
|  | 220mm wall | m² | 25 | 500 | 500 | 12500
|  | 330mm wall | m² | 25 | 650 | 650 | 16250
b) Plastered
|  | 110mm wall | m² | 25 | 270 | 270 | 6750
|  | 220mm wall | m² | 25 | 550 | 550 | 13750
|  | 330mm wall | m² | 25 | 650 | 650 | 16250
|  | c)Steel Palisade fences (2.1m height) | m² | 50 | 1800 | 1800 | 90000
|  | d)Reinstatement of existing outer buildings to its original state or to Enginner satisifaction | No. | 0 | 150000 | 150000 | 0
SCHEDULE 2: SITE CLEARANCE: CARRIED TO SUMMARY | [6 empty] | 1552900
3.0 | SANS 1200DB | SCHEDULE 3: EARTHWORKS (PIPE TRENCHES)
3.1 | 8.3.2 | Excavation
(a) Excavate in all materials, backfill and compact and dispose of surplus and unsuitable materials within the free haul distance, for trenches (including shoring and or bracing of trench sides)
|  | i) > 0m but ≤ 1.5m deep | m³ | 5840 | 150 | 150 | 876000
|  | ii) > 1.5m but ≤ 2.5m deep | m³ | 3960 | 180 | 180 | 712800
|  | iii) > 2.5m but ≤ 3.5m deep | m³ | 3960 | 280 | 280 | 1108800
|  | iv) > 3.5m deep | m³ | 1650 | 370 | 370 | 610500
(b) Extra over item (a) above for:
|  | i) Intermediate material | m³ | 2500 | 150 | 150 | 375000
|  | ii) Hard rock material | m³ | 1650 | 500 | 500 | 825000
|  | iii) Boulder excavation | m³ | 750 | 500 | 500 | 375000
3.2 | 8.3.3 | Excavation ancillaries
| 8.3.3.1 | Make up deficiency in backfill material:
|  | a) By importation from commercial source or off-site sources selected by the Contractor | m³ | 2500 | 350 | 350 | 875000
3.3 |  | Additional compaction
| 8.3.3.3 | Compaction in road reserve
|  | a) Additional compaction to 93% mod AASHTO density in road reserves | m³ | 520 | 150 | 150 | 78000
3.4 | PSDB 8.3.5 | Existing services that intersect or adjoin a pipe trench:
a) Service that intersect a trench
|  | (i) Cables. | No. | 85 | 400 | 400 | 34000
|  | (ii) Water mains | No. | 25 | 400 | 400 | 10000
|  | (iii) Water house connections | No. | 125 | 400 | 400 | 50000
|  | (iv) Sewer pipes up to 400 mm dia. | No. | 55 | 400 | 400 | 22000
|  | (v) Storm water pipes up to 1050 mm dia. | No. | 45 | 400 | 400 | 18000
|  | (vi) Kerbs and channels | No. | 56 | 400 | 400 | 22400
b) Services that adjoin a trench
|  | (i) Cables. | m | 750 | 400 | 400 | 300000
|  | (ii) Water mains | m | 750 | 400 | 400 | 300000
|  | (iii) Storm water pipes up to 1050 mm dia. | m | 1680 | 400 | 400 | 672000
|  | (iv) Kerbs and channels | m | 780 | 400 | 400 | 312000
|  | (v) Sewer pipes up to 400 mm dia. | m | 2200 | 400 | 400 | 880000
3.4 | PSDB 8.3.5 | (c) Services that require special care | No | 15 | 400 | 400 | 6000
SCHEDULE 3: EARTHWORKS (PIPE TRENCHES): CARRIED TO SUMMARY | [6 empty] | 8462500
4.0 | SANS 1200LB | SCHEDULE 4: BEDDING (PIPES)
4.1 |  | Provision of bedding:
4.1.1 | 8.2.1 | (a) from trench excavations
|  | i) selected granular material | m³ | 2711 | 250 | 250 | 677750
|  | ii) selected fill material | m³ | 660 | 250 | 250 | 165000
4.1.2 | 8.2.2.3 | (b) from commercial sources
|  | i) selected granular material | m³ | 290 | 400 | 400 | 116000
|  | ii) selected fill material | m³ | 120 | 400 | 400 | 48000
|  | (iii) Bidim A2 | m² | 1800 | 100 | 100 | 180000
|  | (iv) 19mm crusher run stone | m³ | 275 | 450 | 450 | 123750
|  | (v) Dump Rock | m³ | 225 | 500 | 500 | 112500
SCHEDULE 4: BEDDING (PIPES): CARRIED TO SUMMARY | [6 empty] | 1423000
5.0 | SANS 1200LD | SCHEDULE 5: SEWERS
5.1 | 8.2.1 | Supply, lay, joint, bed, backfill on Flexible bedding and test the following pipes as detailed in the project specifications for gravity lines:
5.1.1 |  | (a) Class 34/300 uPVC heavy duty sewer pipe
|  | i) DN160 | m | 0 | 400 | 400 | 0
|  | ii) DN200 | m | 0 | 500 | 500 | 0
|  | iii) DN250 | m | 0 | 600 | 600 | 0
|  | iv) DN315 | m | 0 | 700 | 700 | 0
|  | v) DN355 | m | 0 | 750 | 750 | 0
|  | vi) DN400 | m | 0 | 800 | 800 | 0
|  | (vii) DN 450 | m | 0 | 850 | 850 | 0
|  | (vii) DN 500 | m | 0 | 900 | 900 | 0
|  | (ix) DN 630 | m | 0 | 950 | 950 | 0
5.1.2 |  | (b) HDPE PE100 PN8
|  | i) DN160 | m | 0 | 400 | 400 | 0
|  | ii) DN200 | m | 0 | 500 | 500 | 0
|  | iii) DN250 | m | 0 | 600 | 600 | 0
|  | iv) DN315 | m | 0 | 700 | 700 | 0
|  | v) DN355 | m | 0 | 750 | 750 | 0
|  | vi) DN400 | m | 0 | 800 | 800 | 0
|  | (vii) DN 450 | m | 0 | 850 | 850 | 0
|  | (viii) DN 500 | m | 0 | 900 | 900 | 0
|  | (ix) DN 630 | m | 0 | 950 | 950 | 0
|  | (x) DN 710 | m | 0 | 1000 | 1000 | 0
|  | (xi) DN 800 | m | 0 | 1200 | 1200 | 0
|  | (xii) DN 900 | m | 0 | 1300 | 1300 | 0
|  | (xiii) DN 1000 | m | 0 | 1500 | 1500 | 0
|  | (xiv) DN 1200 | m | 0 | 1600 | 1600 | 0
5.1.3 |  | (c) Concrete heavy duty sewer pipe Class 100D-SI pipes with sacrificial layer.
|  | i) DN300 | m | 0 | 1200 | 1200 | 0
|  | ii) DN375 | m | 0 | 1400 | 1400 | 0
|  | (iii) DN 450 | m | 0 | 1900 | 1900 | 0
|  | (iv) DN 525 | m | 0 | 1950 | 1950 | 0
|  | (v) DN 600 | m | 0 | 2000 | 2000 | 0
|  | (vi) DN 675 | m | 0 | 2100 | 2100 | 0
|  | (vii) DN 750 | m | 0 | 2200 | 2200 | 0
|  | (viii) DN 825 | m | 0 | 2300 | 2300 | 0
|  | (ix) DN 900 | m | 0 | 2400 | 2400 | 0
|  | (x) DN 1050 | m | 0 | 2700 | 2700 | 0
|  | (xi) DN 1200 | m | 0 | 3000 | 3000 | 0
5.1.4 |  | (d) HDPE spiral reinforced pipes
|  | (i) DN400 | m | 0 | 1800 | 1800 | 0
|  | (ii) DN 450 | m | 0 | 1900 | 1900 | 0
|  | (iii) DN 500 | m | 0 | 1950 | 1950 | 0
|  | (iv) DN 600 | m | 0 | 2000 | 2000 | 0
|  | (v) DN 700 | m | 0 | 2100 | 2100 | 0
|  | (vi) DN 800 | m | 0 | 2200 | 2200 | 0
|  | (vii) DN 900 | m | 0 | 2300 | 2300 | 0
|  | (viii) DN 1000 | m | 0 | 2400 | 2400 | 0
|  | (ix) DN 1100 | m | 0 | 2500 | 2500 | 0
|  | (x) DN 1200 | m | 0 | 2700 | 2700 | 0
Carried Forward | [6 empty] | 0
Brought Forward | [6 empty] | 0
5.2 |  | Sewer Rising Mains:
5.2.1 |  | a) Supply, lay, bed (class B bedding), all test and disinfect, backfill sipogot and socket joints high impact mPVC Class 16 pipes:
|  | i) DN315 | m | 0 | 3000 | 3000 | 0
5.2.2 |  | b) Supply, lay, bed (class B bedding), all test and disinfect, backfill complete joints to be butt welded or electro fusion, HDPE PE100 SDR11 PN16 pipes:
|  | i) DN315 | m | 0 | 1400 | 1400 | 0
|  | ii) DN355 | m | 0 | 1600 | 1600 | 0
|  | iii) DN400 | m | 0 | 1650 | 1650 | 0
|  | iv) DN450 | m | 0 | 1700 | 1700 | 0
|  | v) DN500 | m | 0 | 1750 | 1750 | 0
|  | vi) DN630 | m | 0 | 1800 | 1800 | 0
5.2.3 |  | c) Supply, lay, bed (class B bedding), all test and disinfect, backfill complete OPVC Class 16 pipes to SANS 16422, joints to be spigot and socket, thrust/anchor blocks to be provided at every change in direction:
|  | i) DN355 | m | 0 | 1400 | 1400 | 0
|  | ii) DN400 | m | 0 | 1600 | 1600 | 0
|  | iii) DN450 | m | 0 | 1650 | 1650 | 0
|  | iv) DN500 | m | 0 | 1700 | 1700 | 0
|  | v) DN560 | m | 0 | 1750 | 1750 | 0
|  | vi) DN630 | m | 0 | 1800 | 1800 | 0
| 8.2.2 | Extra-over for 5.1 for the supply, lay and bedding of Specials with couplings:
5.3 |  | Fittings to suit High Impact Class 16 uPVC pipes
5.3.1 |  | a) Shouldered end Steel Bends Fusion Bonded Epoxy coated 250 microns including thrust blocks to suit high impact uPVC pipe:
DN315
|  | i) 11¼° | No | 0 | 1800 | 1800 | 0
|  | ii) 22.5° | No | 0 | 1800 | 1800 | 0
|  | iii) 45° | No | 0 | 1800 | 1800 | 0
|  | iv) 90° | No | 0 | 1800 | 1800 | 0
5.4 |  | Fittings to suit HDPE PN 16 SDR 11 PE 100 pipes
5.4.1 |  | a) Extruded bends for HDPE pipe PN16 SDR11 PE100
|  | i) 90⁰ bend for 315 diameter pipe | No | 0 | 1800 | 1800 | 0
|  | ii) 90⁰ bend for 350 diameter pipe | No | 0 | 1800 | 1800 | 0
|  | iii) 90⁰ bend for 400 diameter pipe | No | 0 | 2500 | 2500 | 0
|  | iv) 90⁰ bend for 450 diameter pipe | No | 0 | 3500 | 3500 | 0
|  | v) 90⁰ bend for 500 diameter pipe | No | 0 | 3500 | 3500 | 0
|  | vi) 90⁰ bend for 560 diameter pipe | No | 0 | 4000 | 4000 | 0
|  | vii) 90⁰ bend for 600 diameter pipe | No | 0 | 4500 | 4500 | 0
|  | viii) 45⁰ bend for 315 diameter pipe | No | 0 | 1800 | 1800 | 0
|  | xi) 45⁰ bend for 350 diameter pipe | No | 0 | 1800 | 1800 | 0
|  | x) 45⁰ bend for 400 diameter pipe | No | 0 | 2500 | 2500 | 0
|  | xi) 45⁰ bend for 450 diameter pipe | No | 0 | 3500 | 3500 | 0
|  | xii) 45⁰ bend for 500 diameter pipe | No | 0 | 3500 | 3500 | 0
|  | xiii) 45⁰ bend for 560 diameter pipe | No | 0 | 4000 | 4000 | 0
|  | xiv) 45⁰ bend for 600 diameter pipe | No | 0 | 4500 | 4500 | 0
|  | xv) 22.5⁰ bend for 315 diameter pipe | No | 0 | 1800 | 1800 | 0
|  | xvi) 22.5⁰ bend for 350 diameter pipe | No | 0 | 1800 | 1800 | 0
|  | xvii) 22.5⁰ bend for 400 diameter pipe | No | 0 | 2500 | 2500 | 0
|  | xviii) 22.5⁰ bend for 450 diameter pipe | No | 0 | 3500 | 3500 | 0
|  | xix) 22.5⁰ bend for 500 diameter pipe | No | 0 | 3500 | 3500 | 0
|  | xx) 22.5⁰ bend for 560 diameter pipe | No | 0 | 4000 | 4000 | 0
|  | xxi) 22.5⁰ bend for 600 diameter pipe | No | 0 | 4500 | 4500 | 0
Carried Forward | [6 empty] | 0
Brought Forward | [6 empty] | 0
|  | xxii) 11¼⁰ bend for 315 diameter pipe | No | 0 | 1800 | 1800 | 0
|  | xxiii) 11¼⁰ bend for 350 diameter pipe | No | 0 | 1800 | 1800 | 0
|  | xxiv) 11¼⁰ bend for 400 diameter pipe | No | 0 | 2500 | 2500 | 0
|  | xxv) 11¼⁰ bend for 450 diameter pipe | No | 0 | 3500 | 3500 | 0
|  | xxvi) 11¼⁰ bend for 500 diameter pipe | No | 0 | 3500 | 3500 | 0
|  | xxvii) 11¼⁰ bend for 560 diameter pipe | No | 0 | 4000 | 4000 | 0
|  | xxviii) 11¼⁰ bend for 600 diameter pipe | No | 0 | 4500 | 4500 | 0
b) Stub and Flange for HDPE PN16 PE100 SDR11
|  | i) Stub and Flange for 315 diameter pipe | No | 0 | 2000 | 2000 | 0
|  | ii) Stub and Flange for 350 diameter pipe | No | 0 | 2500 | 2500 | 0
|  | iii) Stub and Flange for 400 diameter pipe | No | 0 | 3500 | 3500 | 0
|  | iv) Stub and Flange for 450 diameter pipe | No | 0 | 3500 | 3500 | 0
|  | v) Stub and Flange for 500 diameter pipe | No | 0 | 4000 | 4000 | 0
|  | vi) Stub and Flange for 560 diameter pipe | No | 0 | 4500 | 4500 | 0
|  | vii) Stub and Flange for 600 diameter pipe | No | 0 | 4700 | 4700 | 0
5.5 |  | Fittings to suit OPVC spigot & Socket ended pipes
5.5.1 |  | Spigot & socket ended Steel Bends Fusion Bonded Epoxy coated 250 microns including thrust blocks to suit OPVC pipes:
DN355
|  | i) 11¼° | No | 0 | 2500 | 2500 | 0
|  | ii) 22.5° | No | 0 | 2500 | 2500 | 0
|  | iii) 45° | No | 0 | 2500 | 2500 | 0
|  | iv) 90° | No | 0 | 2500 | 2500 | 0
DN400
|  | i) 11¼° | No | 0 | 3000 | 3000 | 0
|  | ii) 22.5° | No | 0 | 3000 | 3000 | 0
|  | iii) 45° | No | 0 | 3000 | 3000 | 0
|  | iv) 90° | No | 0 | 3000 | 3000 | 0
DN500
|  | i) 11¼° | No | 0 | 4000 | 4000 | 0
|  | ii) 22.5° | No | 0 | 4000 | 4000 | 0
|  | iii) 45° | No | 0 | 4000 | 4000 | 0
|  | iv) 90° | No | 0 | 4000 | 4000 | 0
DN550
|  | i) 11¼° | No | 0 | 4500 | 4500 | 0
|  | ii) 22.5° | No | 0 | 4500 | 4500 | 0
|  | iii) 45° | No | 0 | 4500 | 4500 | 0
|  | iv) 90° | No | 0 | 4500 | 4500 | 0
DN600
|  | i) 11¼° | No | 0 | 5000 | 5000 | 0
|  | ii) 22.5° | No | 0 | 5000 | 5000 | 0
|  | iii) 45° | No | 0 | 5000 | 5000 | 0
|  | iv) 90° | No | 0 | 5000 | 5000 | 0
Carried Forward | [6 empty] | 0
Brought Forward | [6 empty] | 0
5.6 | PSL 8.2.19(b) | Supply, handle, fixing, lay, bed of single chamber flanged double acting air release valves, complete with all fittings for connection to main line as per detail JW100-DET14-W01. (Rate to include all fittings required including isolation valve, couplings, wrapping of joints, chamber and cover , etc.) Air valves to be PN16 and Double Fusion Epoxy Bonded coated.
|  | i) DN80 | No | 0 | 8000 | 8000 | 0
|  | ii) DN100 | No | 0 | 13000 | 13000 | 0
|  | iii)DN150 | No | 9 | 18000 | 18000 | 162000
|  | iv)DN200 | No | 0 | 25000 | 25000 | 0
|  | v)DN250 | No | 0 | 30000 | 30000 | 0
5.7 |  | Supply, handle, lay and test through Horizotal Direction Drilling (through soft, medium and hard material) for depth not exceeding 10metres including supply of equipment for road crossings (Launch and reception pits will be paid under earthworks):
5.7.1 |  | (a) HDPE PE100 PN 8
|  | i) DN160 | m | 0 | 3000 | 3000 | 0
|  | ii) DN200 | m | 0 | 5000 | 5000 | 0
|  | iii) DN250 | m | 0 | 6500 | 6500 | 0
|  | iv) DN315 | m | 0 | 9500 | 9500 | 0
|  | v) DN355 | m | 0 | 10000 | 10000 | 0
|  | vi) DN400 | m | 0 | 12500 | 12500 | 0
|  | (vii) DN 450 | m | 0 | 13000 | 13000 | 0
|  | (viii) DN 500 | m | 0 | 15000 | 15000 | 0
|  | (ix) DN 630 | m | 0 | 15500 | 15500 | 0
|  | (x) DN 710 | m | 0 | 16000 | 16000 | 0
|  | (xi) DN 800 | m | 0 | 16500 | 16500 | 0
|  | (xii) DN 900 | m | 0 | 17000 | 17000 | 0
|  | (xiii) DN 1000 | m | 0 | 18000 | 18000 | 0
|  | (xiv) DN 1200 | m | 0 | 20000 | 20000 | 0
5.7.2 |  | Extra over for item 5.7.1(a) above for drilling into hard rock | m | 50 | 12000 | 12000 | 600000
5.8 | 8.2.3 | Manholes
5.8.1 |  | Manholes 1,000mm diameter complete with cover and frame
|  | a) > 0m but ≤ 2.0m deep | No. | 0 | 12000 | 12000 | 0
|  | b) > 2m but ≤ 3.0m deep | No. | 0 | 14000 | 14000 | 0
5.8.2 |  | Manholes 1,250mm diameter complete with cover and frame
|  | a) > 0m but ≤ 2.0m deep | No. | 0 | 12000 | 12000 | 0
|  | b) > 2m but ≤ 3.5m deep | No. | 0 | 14000 | 14000 | 0
|  | c) > 3.5m but ≤ 5.0m deep | No. | 0 | 15000 | 15000 | 0
5.8.3 |  | Manholes 1,500mm diameter complete with cover and frame
|  | a) > 0m but ≤ 2.0m deep | No. | 0 | 12000 | 12000 | 0
|  | b) > 2m but ≤ 3.5m deep | No. | 1 | 14000 | 14000 | 14000
|  | c) > 3.5m but ≤ 5.0m deep | No. | 0 | 15000 | 15000 | 0
5.8.4 |  | Demolish existing manholes where new manholes will be constructed for pipe diameters 160mm to 600mm
|  | a) > 0m but ≤ 2.0m deep | No. | 0 | 3000 | 3000 | 0
|  | b) > 2m but ≤ 3.5m deep | No. | 0 | 2000 | 2000 | 0
|  | c) > 3.5m but ≤ 5.0m deep | No. | 0 | 2000 | 2000 | 0
d) > 5m
5.8.5 |  | Demolish existing manholes where new manholes will be constructed for pipe diameters greater than 600mm to 1200mm
|  | a) > 0m but ≤ 2.0m deep | No. | 0 | 3000 | 3000 | 0
|  | b) > 2m but ≤ 3.5m deep | No. | 1 | 3000 | 3000 | 3000
|  | c) > 3.5m but ≤ 5.0m deep | No. | 0 | 3500 | 3500 | 0
|  | d) > 5m | No. | 0 | 3700 | 3700 | 0
Carried Forward | [6 empty] | 779000
Brought Forward | [6 empty] | 779000
5.8.6 |  | Repair manhole benching in existing manholes up to 5m
|  | a) 0mm - 1000mm diameter | No. | 0 | 3000 | 3000 | 0
|  | b) 1000mm - 1250mm diameter | No. | 0 | 3500 | 3500 | 0
|  | c) 1250mm - 1500mm diameter | No. | 1 | 3700 | 3700 | 3700
5.9 | 8.2.6 | Erf connections
a) Supply, bed, lay, joint, and test new property connection inclunding all fittings related to the erf connections(length of erf connection 30metres) as per detail JW100-DET2-S01
|  | i) 110mm dia. uPVC Class 34 spigot and socket pipes including joints to existing pipes and all other fittings | No. | 0 | 2500 | 2500 | 0
b) Supply, bed, lay, joint, and test new property connection inclunding all fittings related to the erf connections as per detail JW100-DET2-S01
|  | i) 110mm uPVC Class 34 spigot and socket pipes including joints to existing pipes and all other fittings | No | 0 | 300 | 300 | 0
5.10 |  | (a) Provisional Amount (R) for fittings not shown on detail | P.Sum | 1 | 15000 | 15000 | 15000
|  | (b) Profit on item 5.10 (a) above | % | 15000 | 1500 | 1500 | 1500
5.11 | 8.2.11 | Connect to existing Sewers
|  | Break existing manhole, channel and benching and rebuilt manhole with new channel and benching the rate shall include any temporary sewer diversion or over pumping required | No | 2 | 2500 | 2500 | 5000
5.12 | 8.2.12 | Raising or Lowering of Existing Manholes
|  | i) 1000mm diameter | No. | 0 | 1000 | 1000 | 0
|  | ii) 1250mm diameter | No. | 0 | 1500 | 1500 | 0
|  | iii) 1500mm diameter | No. | 0 | 2000 | 2000 | 0
SCHEDULE 5: SEWERS: CARRIED TO SUMMARY | [6 empty] | 804200
6.0 |  | SCHEDULE 6: CCTV CAMERA SURVEY AND PIPE CRACKING
6.1 |  | CCTV surveys
6.1.1 | PS 4.2.39 | Cleaning of conduits for the following pipe diameter diameter before CCTV, pipe cracking and CIPP:
|  | a) 160 > and ≤ 355mm diameter | m | 0 | 200 | 200 | 0
|  | b) > 355mm diameter | m | 0 | 300 | 300 | 0
6.1.2 | PS 4.2.39 | Cleaning of conduits for the following pipe diameter diameter after installation if required:
|  | a) 160 > and ≤ 355mm diameter | m | 0 | 200 | 200 | 0
|  | b) > 355mm diameter | m | 2200 | 300 | 300 | 660000
6.1.3 | PS 4.2.40 | CCTV camera surveys of pipelines before upgrade works, of the following diameters. The CCTV should identify any house connections, manholes and any other detail and defects in the sewer line:
|  | a) 160 > and ≤ 355mm diameter | m | 0 | 200 | 200 | 0
|  | b) > 355mm diameter | m | 0 | 300 | 300 | 0
6.1.4 | PS 4.2.40 | CCTV camera surveys of pipelines after upgrade works, of the following diameters. The CCTV should identify any house connections, manholes and any other detail and defects in the sewer line:
|  | a) 160 > and ≤ 355mm diameter | m | 0 | 200 | 200 | 0
|  | b) > 355mm diameter | m | 2200 | 300 | 300 | 660000
6.2 |  | PIPE CRACKING
6.2.1 | P.S.4.2.50.1 | Supply, handle, lay and test through Pipe Cracking including supply of equipment (Launch and reception pits will be paid under earthworks):
(a) ALL PIPES
|  | i) DN160 | m | 0 | 300 | 300 | 0
|  | ii) DN200 | m | 0 | 350 | 350 | 0
|  | iii) DN250 | m | 0 | 380 | 380 | 0
|  | iv) DN315 | m | 0 | 420 | 420 | 0
|  | v) DN355 | m | 0 | 500 | 500 | 0
|  | vi) DN400 | m | 0 | 550 | 550 | 0
|  | (vii) DN 450 | m | 0 | 600 | 600 | 0
|  | (viii) DN 500 | m | 0 | 700 | 700 | 0
|  | (ix) DN 630 | m | 0 | 750 | 750 | 0
|  | (x) DN 710 | m | 0 | 800 | 800 | 0
|  | (xi) DN 800 | m | 0 | 850 | 850 | 0
|  | (xii) DN 900 | m | 0 | 900 | 900 | 0
|  | (xiii) DN 1000 | m | 0 | 950 | 950 | 0
|  | (xiv) DN 1200 | m | 0 | 1000 | 1000 | 0
6.2.2 |  | Overpumping and manhole isolation
Manhole length isolation
6.2.2.1 | P.S.4.2.50.3 | a) Plugging Conduits:
|  | i) 0 ≥ 150mm diameter | No. | 0 | 300 | 300 | 0
|  | ii) 150 > and ≤ 315mm diameter | No. | 0 | 400 | 400 | 0
|  | ii) 315 > and ≤ 500mm diameter | No. | 10 | 500 | 500 | 5000
|  | iii) 500> and ≤1000mm diameter | No. | 50 | 600 | 600 | 30000
|  | iii) 1000> and ≤1600mm diameter | No. | 0 | 700 | 700 | 0
6.2.2.2 | P.S.4.2.50.4 | b) Over-pumping
|  | i) 0 ≥ 150mm diameter maximum flow rate 40 litres per sec | hours | 0 | 400 | 400 | 0
|  | ii) 150 > and ≤ 315mm diameter maximum flow rate 170 litres per sec | hours | 0 | 500 | 500 | 0
|  | iii) 315 > and ≤ 500mm diameter maximum flow rate 430 litres per sec | hours | 189 | 600 | 600 | 113400
6.2.3 |  | Allow for reconnecting house connection after pipe cracking, rate shall include all fittings required (excavations and backfilling shall be paid under earthworks) | No | 0 | 20000 | 20000 | 0
6.2.4 |  | Point repairs to sewers for the following diameters before pipe cracking. Rate to include all materials and labour required. Excavation and backfilling measured under earthworks.
|  | i) DN150 | No | 0 | 300 | 300 | 0
|  | ii) DN200 | No | 0 | 350 | 350 | 0
|  | iii) DN250 | No | 0 | 380 | 380 | 0
|  | iv) DN315 | No | 0 | 420 | 420 | 0
|  | v) DN355 | No | 0 | 500 | 500 | 0
|  | vi) DN400 | No | 10 | 550 | 550 | 5500
|  | vii) DN 450 | No | 0 | 600 | 600 | 0
|  | viii) DN 525 | No | 0 | 700 | 700 | 0
|  | ix) DN 600 | No | 0 | 750 | 750 | 0
|  | x) DN 675 | No | 0 | 780 | 780 | 0
|  | xi) DN 750 | No | 10 | 800 | 800 | 8000
|  | xii) DN 825 | No | 0 | 850 | 850 | 0
|  | xiii) DN 950 | No | 0 | 880 | 880 | 0
|  | xiv) DN 900 | No | 5 | 900 | 900 | 4500
|  | xv) DN 1050 | No | 0 | 950 | 950 | 0
|  | xvi) DN 1200 | No | 0 | 1000 | 1000 | 0
Carried Forward | [6 empty] | 1486400
Brought Forward | [6 empty] | 1486400
6.2.5 |  | CIPP (CURED IN PLACE PIPE)
6.2.5.1 |  | Specialist removal/cleaning of obstructions:
|  | Precision root cutters | hr | 0 | 800 | 800 | 0
6.2.5.2 |  | Non-structural liner for the following diameters:
|  | i) DN150 | m | 0 | 300 | 300 | 0
|  | ii) DN200 | m | 0 | 350 | 350 | 0
|  | iii) DN250 | m | 0 | 380 | 380 | 0
|  | iv) DN315 | m | 0 | 420 | 420 | 0
|  | v) DN355 | m | 0 | 500 | 500 | 0
|  | vi) DN400 | m | 0 | 550 | 550 | 0
|  | vii) DN 450 | m | 0 | 600 | 600 | 0
|  | viii) DN 525 | m | 0 | 700 | 700 | 0
|  | ix) DN 600 | m | 0 | 750 | 750 | 0
|  | x) DN 675 | m | 0 | 780 | 780 | 0
|  | xi) DN 750 | m | 0 | 800 | 800 | 0
|  | xii) DN 825 | m | 0 | 850 | 850 | 0
|  | xiii) DN 950 | m | 0 | 880 | 880 | 0
|  | xiv) DN 900 | m | 0 | 900 | 900 | 0
|  | xv) DN 1050 | m | 0 | 950 | 950 | 0
|  | xvi) DN 1200 | m | 0 | 1000 | 1000 | 0
6.3 | SANS1200LG | PIPE JACKING
6.3.1 | 8.2.1 | Jacking Establishment
6.3.1.1 |  | a) Fixed Charges | Sum | 0 | 300000 | 300000 | 0
6.3.1.2 |  | b) Time Related charges | Sum | 0 | 30000 | 30000 | 0
6.4 | 8.2.6 | Supply and install the following pipes through pipe Jacking Method, Complete with excavations, concrete sleeve pipes to suit etc:
a) Supply and installation of in-the-wall joint concrete Sleeve pipes 100D with sliding rubber rings
6.4.1 |  | i) 900mm ND concrete pipe | m | 0 | 15000 | 15000 | 0
6.4.2 |  | ii) 1117mm ND concrete pipe | m | 0 | 16000 | 16000 | 0
6.4.3 |  | iii) 1473mm ND concrete pipe | m | 0 | 16500 | 16500 | 0
6.4.4 |  | iv) 1678mm ND concrete pipe | m | 0 | 17000 | 17000 | 0
6.4.5 |  | v) 1800mm ND concrete pipe | m | 0 | 17500 | 17500 | 0
6.4.6 |  | vi) 2000mm ND concrete pipe | m | 0 | 18000 | 18000 | 0
6.4.7 |  | vii) 2250mm ND concrete pipe | m | 0 | 18500 | 18500 | 0
6.4.8 |  | viii) 2500mm ND concrete pipe | m | 0 | 19000 | 19000 | 0
b) Supply and installation of pipes including all supports:
6.4.9 |  | i) 400mm HDPE PN16 PE100 SDR11 butt welded | m | 0 | 1000 | 1000 | 0
6.4.10 |  | ii) 450mm HDPE PN16 PE100 SDR11 butt welded | m | 0 | 1100 | 1100 | 0
6.4.11 |  | iii) 500mm HDPE PN16 PE100 SDR11 butt welded | m | 0 | 1200 | 1200 | 0
6.4.12 |  | iv) 630mm HDPE PN16 PE100 SDR11 butt welded | m | 0 | 1250 | 1250 | 0
6.4.13 |  | v) 710mm HDPE PN16 PE100 SDR11 butt welded | m | 0 | 1300 | 1300 | 0
6.4.14 |  | vi) 800mm HDPE PN16 PE100 SDR11 butt welded | m | 0 | 1350 | 1350 | 0
6.4.15 |  | vii) 900mm HDPE PN16 PE100 SDR11 butt welded | m | 0 | 1400 | 1400 | 0
6.4.16 |  | viii) 1000mm HDPE PN16 PE100 SDR11 butt welded | m | 0 | 1450 | 1450 | 0
6.4.17 |  | ix) 1200mm HDPE PN16 PE100 SDR11 butt welded | m | 0 | 1480 | 1480 | 0
6.5 | 8.2.7 | Extra-over for 8.2.6 for Lengths of Pipeline greater than 85 metres | m | 0 | 800
6.6 | 8.2.8 | Extra-over 8.2.6 for Excavations in Rock | m³ | 0 | 500 | 500 | 0
6.7 | 8.2.9 | Stabilisation of Unstable Areas or Grouting of Voids were Ordered by the Employer's Agent
6.7.1 |  | a) Provision and Establishment of Equipment on Site, and Removal on Completion of the Operation: | Sum | 0 | 80000 | 80000 | 0
6.7.2 |  | b) Operation of Equipment | Day | 0 | 2500 | 2500 | 0
6.7.3 |  | c) Materials used | m³ | 0 | 450 | 450 | 0
6.8 | 8.2.10 | Standing Time for Pipe Jacking Gang the Jacking Equipment Covered in 8.2.1 | hr | 0 | 900 | 900 | 0
0
SCHEDULE 6: CCTV CAMERA SURVEY AND PIPE CRACKING: CARRIED TO SUMMARY | [6 empty] | 1486400
7.0 | SABS | GABIONS AND PITCHING
1200 DK
7.1 | 8.2.1 | Surface preparation for bedding of gabions
|  | a) Cavities filled with approved excavated material | m³ | 0 | 150 | 150 | 0
|  | b) Cavities filled with Grade 15 concrete | m³ | 0 | 1500 | 1500 | 0
(Provisional)
7.2 | 8.2.2 | Gabions
Supply, place, fill with stones,lacing and bracing gabions boxes or mattresses, the rate should include the supply of stones:
(Double twist hexagonal wire mesh to SANS 1580:2005) Mesh Type 80 with 2,7/3,7mm Class A Galvanised and uPVC coated wire
7.2.1 |  | a) Gabion mattrasses
|  | 2 m x 2 m x 0.3 m | m³ | 0 | 1600 | 1600 | 0
(b) Gabion boxes
|  | 1m x 1m x1m | m³ | 0 | 1600 | 1600 | 0
7.3 | 8.2.4 | Supply and install Geotextile membrane:
7.3.1 |  | a) AG150 - Minimun Energy Absorption - 4,0kN/m | m² | 0 | 150 | 150 | 0
7.4 | 8.2.5 | Pitching
7.4.1 |  | a) Medium pitching - plain | m² | 0 | 450 | 450 | 0
SCHEDULE 7: GABIONS AND PITCHING: CARRIED TO SUMMARY | [6 empty] | 0
8.0 |  | SCHEDULE 8 : Ablution Blocks and VIP Toilets
8.1 | PA | VIP AND ABLUTION BLOCKS:
| PA 3.1 | (a) Supply, Deliver and install a pre cast VIP toilet including all accessories | No | 0 | 25000 | 25000 | 0
| PA 3.2 | (b) Supply, Deliver and install a Precast VIP toilet for disabled people icluding all accesories | No | 0 | 25000 | 25000 | 0
| PA 3.3 | (c) Supply, Deliver and install Precast Waterborne toilet including all accessories including drainnage connection with all accessories | No | 0 | 25000 | 25000 | 0
| PA 3.4 | (d) Supply, Deliver and install Precast Waterborne toilet for disabled people including all accessories including drainnage connection with all accessories | No | 0 | 25000 | 25000 | 0
8.2 |  | VIP SUBSTRUCTURE
| PA 3.5 | (a) Supply, Deliver and install a pre cast VIP sub structure complete with beams | No | 0 | 25000 | 25000 | 0
| PA 3.6 | (b) Supply and Erection of Brickworks ( Excavation to be paid under Section D) | m2 | 0 | 550 | 550 | 0
| PA 3.7 | c) Supply and pplication of Water proof sealant only on instruction of Employer's Agent | m2 | 0 | 200 | 200 | 0
| PA 2.3 | (d) Extraover of 6mm single coat cement plaster on brick substructure according to | m2 | 0 | 150 | 150 | 0
SANS 2001-EMI: 2007
8.3 |  | ABLUTION BLOCKS:
| PA 3.8 | (a) Supply and Install 12m X 2.4m Prefabricated Female Ablution Unit | No | 0 | 25000 | 25000 | 0
| PA 3.9 | (b) Supply and Install 12m X 2.4m Prefabricated Male Ablution Unit | No | 0 | 25000 | 25000 | 0
| PA 3.10 | (c) Supply and install 6m X 2.4m Prefabricated Male Ablution Unit | No | 0 | 25000 | 25000 | 0
| PA 3.11 | (d) Supply and install 6m X 2.4m Prefabricated Female Ablution Unit | No | 0 | 25000 | 25000 | 0
8.4 | PA | Wash Trouph:
|  | (a) Provide and install double concrete wash trough including stand, two taps, | No | 0 | 5500 | 5500 | 0
fixing into the ablution Block, drainnage and water connection
8.5 | PA | Guard House
|  | (a) Provsional sum for supply and erection of security guard house | P/S | 0 | 10000 | 10000 | 0
8.6 | PA | Supply and erection of new fencing material:
| PA | a) Supply, delivery and installation of steel wire mesh fencing around the ablution blocks (0.9mm x 90mm x 1.8mm x 5000mm) including gate, galvanised steel poles, concrete footings, transportation and installation (incl. labour) | m | 0 | 750 | 750 | 0
SCHEDULE 8 : Ablution Blocks and VIP Toilets: CARRIED TO SUMMARY | [6 empty] | 0
Summary Page
1 |  | SCHEDULE 1: PRELIMINARY AND GENERAL |  | 3615700
2 |  | SCHEDULE 2: SITE CLEARANCE |  | 1552900
3 |  | SCHEDULE 3: EARTHWORKS (PIPE TRENCHES) |  | 8462500
4 |  | SCHEDULE 4: BEDDING (PIPES) |  | 1423000
5 |  | SCHEDULE 5: SEWERS |  | 804200
6 |  | SCHEDULE 6: CCTV CAMERA SURVEY AND PIPE CRACKING |  | 1486400
7 |  | SCHEDULE 7: GABIONS AND PITCHING |  | 0
8 |  | SCHEDULE 8 : Ablution Blocks and VIP Toilets |  | 0
9 |  | SUBTOTAL |  | 17344700
10 |  | Allowance for Escallations |  | 4735103.1
11 |  | TOTAL |  | 22079803.1
12 |  | Add 15% VAT |  | 3311970.465
13 |  | Grand Total |  | 25391773.565
|  | Construction Duration |  | 10 |  | Month(s)
|  | Anticipated Start Date |  | 45657
|  | Anticipated Completion Date |  | 45967
|  |  |  | 27 |  | 0.065 | 3043994.85
|  |  |  | 15 |  | 0.065 | 1691108.25
4735103.1
Formulas:
Rate (Esc) = IF(TODAY()<45150,[Rate],IF(TODAY()<45515,[Rate]*(1+Escalations!$D3),[Rate]*(1+Escalations!$D3)*(1+Escalations!$D4)))

## Artesiam (hidden)
Item No. | Payment Clause | Description | Unit | Qty | Artesiam | Rate (Esc) | Amount
1 | SABS 1200A & 1200AB | SCHEDULE 1: PRELIMINARY AND GENERAL
1.1 | 8.3 | FIXED-CHARGE ITEMS
1.1.1 | 8.3.1 | Contractual requirements | Sum | 1 | 290000 | 290000 | 290000
1.1.2 | 8.3.2 | Provision of facilities on site:
| 8.3.2.1 | 1) Facilities for Engineer:
|  | a)Engineers Office Type 2 and parking (No.=2) | Sum | 1 | 25000 | 25000 | 25000
|  | b)Nameboards (No=2) | Sum | 1 | 22000 | 22000 | 22000
|  | c) Communication | P/S | 0 | 15000 | 15000 | 0
|  | d) Overhead profit on item 1.1.2(c) above | % | 15000 | 1500 | 1500 | 1500
|  | e) Meeting room Type 1 | Sum | 1 | 20000 | 20000 | 20000
|  | f) Latrine facilities | Sum | 1 | 18000 | 18000 | 18000
1.1.3 | 8.3.2.2 | 2) Facilities for the Contractor
|  | a) Offices and storage sheds | Sum | 1 | 20000 | 20000 | 20000
|  | b) Ablution and latrine facilities | Sum | 1 | 18000 | 18000 | 18000
|  | c) Tools and equipment | Sum | 1 | 18000 | 18000 | 18000
|  | d) Access (see sub-clause 5.8) | Sum | 1 | 12000 | 12000 | 12000
|  | e) Water supplies, electric power and communications | Sum | 1 | 12000 | 12000 | 12000
|  | f) Dealing with water | Sum | 1 | 2500 | 2500 | 2500
1.1.4 | PSA 8.3.5.2 | OHS Act Obligations (Compilation of OHSAct file) | Sum | 1 | 38000 | 38000 | 38000
1.1.5 |  | Complaince with all COVID fixed items Requirements | Sum | 0 | 25000 | 25000 | 0
1.1.6 | PSA 8.3.5.3 | EMP Obligations | Sum | 1 | 38000 | 38000 | 38000
1.1.7 | PSA 8.3.5.1 | Issuing of notices to consumers also refer to PS6.6 | Sum | 1 | 12000 | 12000 | 12000
1.1.8 | 8.3.4 | Removal of site Establishment | Sum | 1 | 8000 | 8000 | 8000
1.2 | 8.4 | TIME RELATED ITEMS
1.2.1 | 8.4.1 | Contractual requirements | month | 10 | 18000 | 18000 | 180000
| 8.4.2 | Operation and maintainance of facilities on site.
1.2.2 | 8.4.2.1 | 1) Facilities for Engineer:
|  | a)Engineers Office Type 2 and parking (No.=2) | month | 10 | 3500 | 3500 | 35000
|  | b)Nameboards (No=2) | month | 10 | 1800 | 1800 | 18000
|  | c) Communication | P/S | 0 | 15000 | 15000 | 0
|  | d) Overhead profit on item 1.2.2(c) above | % | 0 | 1500 | 1500 | 1500
|  | e) Meeting room Type 1 | month | 10 | 4000 | 4000 | 40000
|  | f) Latrine facilities | month | 10 | 16500 | 16500 | 165000
1.2.3 | 8.4.2.2 | Facilities for the Contractor:
|  | a) Offices and storage sheds | month | 10 | 3000 | 3000 | 30000
|  | b) Ablution and latrine facilities | month | 10 | 3500 | 3500 | 35000
|  | c) Tools and equipment | month | 10 | 3000 | 3000 | 30000
|  | d) Access (see sub-clause 5.8) | month | 10 | 3000 | 3000 | 30000
|  | e) Plant | month | 10 | 3500 | 3500 | 35000
|  | f) Water supplies, electric power and communications | month | 10 | 4500 | 4500 | 45000
|  | g) Dealing with water | month | 10 | 1200 | 1200 | 12000
1.2.4 | 8.4.3 | Supervision for the duration of construction | month | 10 | 75000 | 75000 | 750000
1.2.5 | 8.4.4 | Company and head office overhead costs for the duration of the Contract | month | 10 | 15000 | 15000 | 150000
1.2.6 | PSA 8.4.6.2 | Security Services | month | 10 | 60000 | 60000 | 600000
Carried Forward | [6 empty] | 2711500
Brought Forward | [6 empty] | 2711500
1.3 | OHS Spec. | Allow for compliance with all aspects of the OHS specification including:
1.3.1 | PSA 8.4.6.4 | Risk assesment | month | 10 | 12000 | 12000 | 120000
1.3.2 | PSA 8.4.6.1(1) | Complaince with Health and Safety Plan including Safety Officer Salary | month | 10 | 26000 | 26000 | 260000
1.3.3 |  | Complaince with all COVID requirements | month | 0 | 18000 | 18000 | 0
1.4 | EMP | Allow for compliance with all aspects of the EMP/Authorizations including
1.4.1 | PSA 8.4.6.1(2) | a)Environmental Officer Salary | month | 10 | 28000 | 28000 | 280000
1.4.2 | PSA 8.4.6.1(3) | b) Environmental Control Officer | P/S | 0 | 360000 | 360000 | 0
1.4.3 |  | c) Overheads, charges and profit on item 1.4.2(b) above | % | 0 | 36000 | 36000 | 36000
1.5 | 8.6 | Prime cost items
1.5.1 |  | a) Materials used in the execution of dayworks | P/S | 1 | 20000 | 20000 | 20000
1.5.2 |  | b) Overheads, charges and profit on item 1.4.1(a) above | % | 20000 | 2000 | 2000 | 2000
1.6 | 8.8 | TEMPORARY WORKS
1.6.1 | 8.8.2 | Dealing with traffic for the duration of the Contract | Sum | 1 | 25000 | 25000 | 25000
1.6.2 | 8.8.6 | Dealing with water | Sum | 1 | 2500 | 2500 | 2500
1.6.3 | 8.8.4 | Existing services
1.6.4 | PSA 8.8.4 (a) | a) Supply or hire of specialist equipment for the detection and Scanning of existing services. | P/S | 1 | 50000 | 50000 | 50000
1.6.5 |  | Profit on item 1.6.4 (a) above | % | 50000 | 5000 | 5000 | 5000
1.6.6 | PSA 8.8.4 (b) | b) Excavation by hand to expose existing services. | m3 | 100 | 250 | 250 | 25000
1.7 | PSA 8.5 | PROVISIONAL SUMS STATED BY ENGINEER
|  | a) Reinstatement of asphalt by JRA | P/S | 1 | 500000 | 500000 | 500000
|  | b) Engineer's Equipment and Independent testing | P/S | 1 | 100000 | 100000 | 100000
|  | c) Temporary protection of existing services | P/S | 1 | 45000 | 45000 | 45000
|  | d) Community Liaison Officer | P/S | 1 | 100000 | 100000 | 100000
|  | e) Landscaping and including irrigation system | P/S | 1 | 50000 | 50000 | 50000
|  | f) Relocation of existing services | P/S | 1 | 25000 | 25000 | 25000
|  | g) Training of local labour | P/S | 1 | 100000 | 100000 | 100000
|  | h) Alterations and connection to Municipal services and repair to damaged services where approved by Engineer | P/S | 1 | 20000 | 20000 | 20000
|  | i) Disposal of Asbestos | P/S | 0 | 100000 | 100000 | 0
|  | j) Investigations as ordered by the Engineer | P/S | 1 | 120000 | 120000 | 120000
|  | k) Survey as per the Engineer's instruction. Rate to include for a CD with AutoCAD drawing/s and co-ordinates data in CSV or text format. | P/S | 1 | 250000 | 250000 | 250000
|  | l) Overheads, charges and profit on items (a-k) above | % | 1410000 | 141000 | 141000 | 141000
1.8 | P.S 3.2.8 | m) Overheads, charges and profit on items and Management fees for SMMEs based on SMME value paid to them (Value of Provisional Sum provided is indicative and will depend on a work package allocation) | P/S | 1 | 100000 | 100000 | 100000
|  | n) Overheads, charges and profit on item m above (Value of Provisional Sum provided is indicative and will depend on a work package allocation) | % | 5333950.5 | 100000 | 100000 | 100000
1.9 | 8.7 | Day works (to be executed on instruction from the Engineer)
Labour
|  | a) Unskilled | hr | 10 | 65 | 65 | 650
|  | b) Semi skilled | hr | 10 | 75 | 75 | 750
|  | c) Skilled | hr | 10 | 85 | 85 | 850
|  | d) Armed Security guard | hr | 10 | 380 | 380 | 3800
Tipper truck
|  | a) Capacity 6m³ (small) | hr | 10 | 320 | 320 | 3200
|  | b) Capacity 10m³ (medium) | hr | 10 | 350 | 350 | 3500
|  | c) Capacity 12m³ (large) | hr | 10 | 380 | 380 | 3800
Flat bed tracks
|  | a) Capacity 3 ton (small) | hr | 10 | 250 | 250 | 2500
|  | b) Capacity 5 ton (medium) | hr | 10 | 250 | 250 | 2500
|  | c) Capacity 10 ton (large) | hr | 10 | 280 | 280 | 2800
Carried Forward | [6 empty] | 5212350
Brought Forward | [6 empty] | 5212350
LDV's
|  | a) Capacity 1 ton | hr | 10 | 100 | 100 | 1000
Conservancy/ Water tankers
|  | a) Capacity 6,000 litres (small) | hr | 10 | 320 | 320 | 3200
|  | b) Capacity 9,000 litres (medium) | hr | 10 | 350 | 350 | 3500
|  | c) Capacity 15,000 litres (large) | hr | 10 | 380 | 380 | 3800
Excavator (Crawler excavator)
|  | a) 20 tonne | hr | 10 | 650 | 650 | 6500
|  | b) 30 tonne | hr | 10 | 720 | 720 | 7200
TLB's (Tractor loader backhoe)
|  | a) 2x4 | hr | 10 | 450 | 450 | 4500
|  | b) 4x4 | hr | 10 | 520 | 520 | 5200
Walk behind vibrating rollers
|  | a) Model BW 61 (small) | hr | 10 | 150 | 150 | 1500
|  | b) Model BW 76 (medium) | hr | 10 | 150 | 150 | 1500
|  | c) Model BW 90 (large) | hr | 10 | 150 | 150 | 1500
Compactors
|  | b) Plate compactor | hr | 10 | 150 | 150 | 1500
Compressors (Potable Diesiel Compressor)
|  | a) Small | hr | 10 | 120 | 120 | 1200
|  | b) Medium | hr | 10 | 120 | 120 | 1200
|  | c) Large | hr | 10 | 140 | 140 | 1400
Portable water pumps
|  | a) Small | hr | 10 | 120 | 120 | 1200
|  | b) Medium | hr | 10 | 130 | 130 | 1300
|  | c) Large | hr | 10 | 140 | 140 | 1400
Section 1: - Preliminary and General: Carried to Summary | [6 empty] | 5260950
2 | SANS 1200C | SCHEDULE 2: SITE CLEARANCE
2.1 | 8.2.1 | Clear and grub for width of 3 metres along the pipe route | m | 2200 | 12 | 12 | 26400
2.2 | PSC 8.2.5 | Take down existing masonry walls, palisade fences and other obstructions on the pipe route
|  | a)110mm wall | m² | 50 | 120 | 120 | 6000
|  | b) 220mm wall | m² | 50 | 140 | 140 | 7000
|  | c) 330mm wall | m² | 50 | 160 | 160 | 8000
|  | d) steel pallisade fences | m² | 50 | 210 | 210 | 10500
2.3 | 8.2.10 | Remove topsoil to nominal depth of 150mm and stockpile | m³ | 1485 | 200 | 200 | 297000
2.4 | PSC 8.2.11b | Removal of man-made surfaces
a) Roadway, Asphalt and other layers
|  | i) Asphalt (≤ 50mm thick) and including base, sub-base and subgrades layers up to 800mm deep | m² | 150 | 170 | 170 | 25500
|  | ii) Asphalt (> 50mm ≤ 100mm thick) and including base, sub-base and subgrades layers up to 800mm deep | m² | 150 | 200 | 200 | 30000
b) Footways and Driveways
|  | i) Asphalt ≤ 50mm thickness | m² | 75 | 100 | 100 | 7500
|  | ii) Asphalt > 50 ≤ 100mm thickness | m² | 75 | 100 | 100 | 7500
|  | iii) Interlocking concrete segmental paving blocks (all colours) | m² | 650 | 220 | 220 | 143000
|  | iv) Concrete slabs (450 x 450mm) | m² | 50 | 145 | 145 | 7250
|  | v)Brick paving | m² | 30 | 100 | 100 | 3000
|  | vi)Unreinforced concrete ≤ 75mm thick | m² | 10 | 200 | 200 | 2000
|  | vii)Reinforced concrete ≤ 75mm thick | m² | 10 | 230 | 230 | 2300
|  | viii)Grassing | m² | 1650 | 45 | 45 | 74250
|  | ix)Kerbing (all types of kerbing) | m | 175 | 75 | 75 | 13125
2.4.1 | PSC 8.2.12.1 | Backfilling and reinstatement of roads
|  | (a) 150mm base | m³ | 110 | 400 | 400 | 44000
|  | (b) 150mm subbase | m³ | 110 | 400 | 400 | 44000
|  | (c)150mm selected subgrade | m³ | 300 | 400 | 400 | 120000
2.4.2 | PSC 8.2.12.2 | Backfilling and reinstatement of footways
a)Using removed materials:
|  | Interlocking concrete segmental paving blocks (all colours) | m² | 650 | 100 | 100 | 65000
|  | Brick paving | m² | 30 | 100 | 100 | 3000
|  | Grassing | m² | 350 | 45 | 45 | 15750
|  | Kerbing (all types of kerbing) | m | 175 | 120 | 120 | 21000
b)
|  | ≤50mm thick Bitumen hot - mix: Fine | m² | 225 | 300 | 300 | 67500
|  | >50mm≤100mm thick Bitumen hot - mix: Fine | m² | 225 | 300 | 300 | 67500
|  | Interlocking concrete segmental paving blocks, including a 20mm river sand bedding layer, jointing sand (plaster sand) and mortar infill between edge restraint and blocks | m² | 150 | 300 | 300 | 45000
|  | Concrete slabs (450 x 450mm) including a 20mm river sand bedding layer, jointing mortar | m² | 50 | 350 | 350 | 17500
|  | Brick paving including a 20mm river sand bedding layer, jointing sand (plaster sand) and mortar infill between edge restraint and bricks | m² | 18 | 250 | 250 | 4500
|  | Unreinforced concrete ≤ 75mm thick (15MPa) | m² | 10 | 290 | 290 | 2900
|  | Reinforced concrete ≤ 75mm thick (15MPa) | m² | 10 | 320 | 320 | 3200
|  | Grassing | m² | 1300 | 70 | 70 | 91000
Carried Forward | [6 empty] | 1282175
Brought Forward | [6 empty] | 1282175
|  | Kerbing, including a 50mm bedding (cement and river sand), jointing mortar and 15MPa concrete haunching at all joints | m | 10 | 300 | 300 | 3000
2.4.3 | PSC 8.2.13 | Reinstatement of existing masonry walls and palisade fences
a) Face Brick
|  | 110mm wall | m² | 25 | 360 | 360 | 9000
|  | 220mm wall | m² | 25 | 365 | 365 | 9125
|  | 330mm wall | m² | 25 | 400 | 400 | 10000
b) Plastered
|  | 110mm wall | m² | 25 | 220 | 220 | 5500
|  | 220mm wall | m² | 25 | 300 | 300 | 7500
|  | 330mm wall | m² | 25 | 345 | 345 | 8625
|  | c)Steel Palisade fences (2.1m height) | m² | 50 | 550 | 550 | 27500
|  | d)Reinstatement of existing outer buildings to its original state or to Enginner satisifaction | No. | 0 | 5000 | 5000 | 0
Section 2: - Site Clearence: Carried to Summary | [6 empty] | 80250
3.0 | SANS 1200DB | SCHEDULE 3: EARTHWORKS (PIPE TRENCHES)
3.1 | 8.3.2 | Excavation
(a) Excavate in all materials, backfill and compact and dispose of surplus and unsuitable materials within the free haul distance, for trenches (including shoring and or bracing of trench sides)
|  | i) > 0m but ≤ 1.5m deep | m³ | 5840 | 250 | 250 | 1460000
|  | ii) > 1.5m but ≤ 2.5m deep | m³ | 3960 | 250 | 250 | 990000
|  | iii) > 2.5m but ≤ 3.5m deep | m³ | 3960 | 280 | 280 | 1108800
|  | iv) > 3.5m deep | m³ | 1650 | 300 | 300 | 495000
(b) Extra over item (a) above for:
|  | i) Intermediate material | m³ | 2500 | 170 | 170 | 425000
|  | ii) Hard rock material | m³ | 1650 | 400 | 400 | 660000
|  | iii) Boulder excavation | m³ | 750 | 450 | 450 | 337500
3.2 | 8.3.3 | Excavation ancillaries
| 8.3.3.1 | Make up deficiency in backfill material:
|  | a) By importation from commercial source or off-site sources selected by the Contractor | m³ | 2500 | 300 | 300 | 750000
3.3 |  | Additional compaction
| 8.3.3.3 | Compaction in road reserve
|  | a) Additional compaction to 93% mod AASHTO density in road reserves | m³ | 520 | 65 | 65 | 33800
3.4 | PSDB 8.3.5 | Existing services that intersect or adjoin a pipe trench:
a) Service that intersect a trench
|  | (i) Cables. | No. | 85 | 680 | 680 | 57800
|  | (ii) Water mains | No. | 25 | 600 | 600 | 15000
|  | (iii) Water house connections | No. | 125 | 680 | 680 | 85000
|  | (iv) Sewer pipes up to 400 mm dia. | No. | 55 | 600 | 600 | 33000
|  | (v) Storm water pipes up to 1050 mm dia. | No. | 45 | 680 | 680 | 30600
|  | (vi) Kerbs and channels | No. | 56 | 65 | 65 | 3640
b) Services that adjoin a trench
|  | (i) Cables. | m | 750 | 460 | 460 | 345000
|  | (ii) Water mains | m | 750 | 500 | 500 | 375000
|  | (iii) Storm water pipes up to 1050 mm dia. | m | 1680 | 500 | 500 | 840000
|  | (iv) Kerbs and channels | m | 780 | 200 | 200 | 156000
|  | (v) Sewer pipes up to 400 mm dia. | m | 2200 | 300 | 300 | 660000
3.4 | PSDB 8.3.5 | (c) Services that require special care | No | 15 | 680 | 680 | 10200
Section 3: - Earthwork (Pipe trenches): Carried to Summary | [6 empty] | 8871340
4.0 | SANS 1200LB | SCHEDULE 4: BEDDING (PIPES)
4.1 |  | Provision of bedding:
4.1.1 | 8.2.1 | (a) from trench excavations
|  | i) selected granular material | m³ | 2711 | 120 | 120 | 325320
|  | ii) selected fill material | m³ | 660 | 95 | 95 | 62700
4.1.2 | 8.2.2.3 | (b) from commercial sources
|  | i) selected granular material | m³ | 290 | 280 | 280 | 81200
|  | ii) selected fill material | m³ | 120 | 250 | 250 | 30000
|  | (iii) Bidim A2 | m² | 1800 | 45 | 45 | 81000
|  | (iv) 19mm crusher run stone | m³ | 275 | 455 | 455 | 125125
|  | (v) Dump Rock | m³ | 225 | 550 | 550 | 123750
Section 4: - Bedding (Pipes): Carried to Summary | [6 empty] | 829095
5.0 | SANS 1200LD | SCHEDULE 5: SEWERS
5.1 | 8.2.1 | Supply, lay, joint, bed, backfill on Flexible bedding and test the following pipes as detailed in the project specifications for gravity lines:
5.1.1 |  | (a) Class 34/300 uPVC heavy duty sewer pipe
|  | i) DN160 | m | 0 | 290 | 290 | 0
|  | ii) DN200 | m | 0 | 690 | 690 | 0
|  | iii) DN250 | m | 0 | 690 | 690 | 0
|  | iv) DN315 | m | 0 | 860 | 860 | 0
|  | v) DN355 | m | 0 | 1600 | 1600 | 0
|  | vi) DN400 | m | 0 | 1800 | 1800 | 0
|  | (vii) DN 450 | m | 0 | 2500 | 2500 | 0
|  | (vii) DN 500 | m | 0 | 3000 | 3000 | 0
|  | (ix) DN 630 | m | 0 | 6000 | 6000 | 0
5.1.2 |  | (b) HDPE PE100 PN8
|  | i) DN160 | m | 0 | 317.9 | 317.9 | 0
|  | ii) DN200 | m | 0 | 494.98 | 494.98 | 0
|  | iii) DN250 | m | 0 | 764.16 | 764.16 | 0
|  | iv) DN315 | m | 0 | 1212.96 | 1212.96 | 0
|  | v) DN355 | m | 0 | 1540.2 | 1540.2 | 0
|  | vi) DN400 | m | 0 | 1784.36 | 1784.36 | 0
|  | (vii) DN 450 | m | 0 | 2483.7 | 2483.7 | 0
|  | (viii) DN 500 | m | 0 | 3065.1 | 3065.1 | 0
|  | (ix) DN 630 | m | 0 | 4845.86 | 4845.86 | 0
|  | (x) DN 710 | m | 0 | 14004.54 | 14004.54 | 0
|  | (xi) DN 800 | m | 0 | 23807.71 | 23807.71 | 0
|  | (xii) DN 900 | m | 0 | 40473.11 | 40473.11 | 0
|  | (xiii) DN 1000 | m | 0 | 116967.28 | 116967.28 | 0
|  | (xiv) DN 1200 | m | 0 | 125000 | 125000 | 0
5.1.3 |  | (c) Concrete heavy duty sewer pipe Class 100D-SI pipes with sacrificial layer.
|  | i) DN300 | m | 0 | 590 | 590 | 0
|  | ii) DN375 | m | 0 | 800 | 800 | 0
|  | (iii) DN 450 | m | 0 | 1332 | 1332 | 0
|  | (iv) DN 525 | m | 0 | 1731.6 | 1731.6 | 0
|  | (v) DN 600 | m | 0 | 2251.08 | 2251.08 | 0
|  | (vi) DN 675 | m | 0 | 2926.4 | 2926.4 | 0
|  | (vii) DN 750 | m | 0 | 3804.33 | 3804.33 | 0
|  | (viii) DN 825 | m | 0 | 4945.62 | 4945.62 | 0
|  | (ix) DN 900 | m | 0 | 6429.31 | 6429.31 | 0
|  | (x) DN 1050 | m | 0 | 10865.53 | 10865.53 | 0
|  | (xi) DN 1200 | m | 0 | 14125.19 | 14125.19 | 0
5.1.4 |  | (d) HDPE spiral reinforced pipes
|  | (i) DN400 | m | 0 | 2964.53 | 2964.53 | 0
|  | (ii) DN 450 | m | 0 | 4446.78 | 4446.78 | 0
|  | (iii) DN 500 | m | 0 | 6670.18 | 6670.18 | 0
|  | (iv) DN 600 | m | 0 | 10005.27 | 10005.27 | 0
|  | (v) DN 700 | m | 0 | 22511.85 | 22511.85 | 0
|  | (vi) DN 800 | m | 0 | 33767.78 | 33767.78 | 0
|  | (vii) DN 900 | m | 0 | 50651.67 | 50651.67 | 0
|  | (viii) DN 1000 | m | 0 | 60782.01 | 60782.01 | 0
|  | (ix) DN 1100 | m | 0 | 72938.41 | 72938.41 | 0
|  | (x) DN 1200 | m | 0 | 87526.09 | 87526.09 | 0
5.2 |  | Sewer Rising Mains:
5.2.1 |  | a) Supply, lay, bed (class B bedding), all test and disinfect, backfill sipogot and socket joints high impact mPVC Class 16 pipes:
|  | i) DN315 | m | 0 | 2150 | 2150 | 0
5.2.2 |  | b) Supply, lay, bed (class B bedding), all test and disinfect, backfill complete joints to be butt welded or electro fusion, HDPE PE100 SDR11 PN16 pipes:
Carried Forward | [6 empty] | 0
Brought Forward | [6 empty] | 0
|  | i) DN315 | m | 0 | 2290 | 2290 | 0
|  | ii) DN355 | m | 0 | 3435 | 3435 | 0
|  | iii) DN400 | m | 0 | 5152.5 | 5152.5 | 0
|  | iv) DN450 | m | 0 | 7728.75 | 7728.75 | 0
|  | v) DN500 | m | 0 | 11593.13 | 11593.13 | 0
|  | vi) DN630 | m | 0 | 17389.69 | 17389.69 | 0
5.2.3 |  | c) Supply, lay, bed (class B bedding), all test and disinfect, backfill complete OPVC Class 16 pipes to SANS 16422, joints to be spigot and socket, thrust/anchor blocks to be provided at every change in direction:
|  | i) DN355 | m | 0 | 2850 | 2850 | 0
|  | ii) DN400 | m | 0 | 4275 | 4275 | 0
|  | iii) DN450 | m | 0 | 6412.5 | 6412.5 | 0
|  | iv) DN500 | m | 0 | 9618.75 | 9618.75 | 0
|  | v) DN560 | m | 0 | 13947.19 | 13947.19 | 0
|  | vi) DN630 | m | 0 | 20223.42 | 20223.42 | 0
| 8.2.2 | Extra-over for 5.1 for the supply, lay and bedding of Specials with couplings:
5.3 |  | Fittings to suit High Impact Class 16 uPVC pipes
5.3.1 |  | a) Shouldered end Steel Bends Fusion Bonded Epoxy coated 250 microns including thrust blocks to suit high impact uPVC pipe:
DN315
|  | i) 11¼° | No | 0 | 3550 | 3550 | 0
|  | ii) 22.5° | No | 0 | 5325 | 5325 | 0
|  | iii) 45° | No | 0 | 7987.5 | 7987.5 | 0
|  | iv) 90° | No | 0 | 11981.25 | 11981.25 | 0
5.4 |  | Fittings to suit HDPE PN 16 SDR 11 PE 100 pipes
5.4.1 |  | a) Extruded bends for HDPE pipe PN16 SDR11 PE100
|  | i) 90⁰ bend for 315 diameter pipe | No | 0 | 9800 | 9800 | 0
|  | ii) 90⁰ bend for 350 diameter pipe | No | 0 | 11000 | 11000 | 0
|  | iii) 90⁰ bend for 400 diameter pipe | No | 0 | 12500 | 12500 | 0
|  | iv) 90⁰ bend for 450 diameter pipe | No | 0 | 13500 | 13500 | 0
|  | v) 90⁰ bend for 500 diameter pipe | No | 0 | 15400 | 15400 | 0
|  | vi) 90⁰ bend for 560 diameter pipe | No | 0 | 26000 | 26000 | 0
|  | vii) 90⁰ bend for 600 diameter pipe | No | 0 | 40000 | 40000 | 0
|  | viii) 45⁰ bend for 315 diameter pipe | No | 0 | 9835 | 9835 | 0
|  | xi) 45⁰ bend for 350 diameter pipe | No | 0 | 11500 | 11500 | 0
|  | x) 45⁰ bend for 400 diameter pipe | No | 0 | 12800 | 12800 | 0
|  | xi) 45⁰ bend for 450 diameter pipe | No | 0 | 15000 | 15000 | 0
|  | xii) 45⁰ bend for 500 diameter pipe | No | 0 | 17500 | 17500 | 0
|  | xiii) 45⁰ bend for 560 diameter pipe | No | 0 | 28500 | 28500 | 0
|  | xiv) 45⁰ bend for 600 diameter pipe | No | 0 | 45000 | 45000 | 0
|  | xv) 22.5⁰ bend for 315 diameter pipe | No | 0 | 8600 | 8600 | 0
|  | xvi) 22.5⁰ bend for 350 diameter pipe | No | 0 | 11500 | 11500 | 0
|  | xvii) 22.5⁰ bend for 400 diameter pipe | No | 0 | 13000 | 13000 | 0
|  | xviii) 22.5⁰ bend for 450 diameter pipe | No | 0 | 17500 | 17500 | 0
|  | xix) 22.5⁰ bend for 500 diameter pipe | No | 0 | 18600 | 18600 | 0
|  | xx) 22.5⁰ bend for 560 diameter pipe | No | 0 | 32000 | 32000 | 0
|  | xxi) 22.5⁰ bend for 600 diameter pipe | No | 0 | 42000 | 42000 | 0
|  | xxii) 11¼⁰ bend for 315 diameter pipe | No | 0 | 8800 | 8800 | 0
|  | xxiii) 11¼⁰ bend for 350 diameter pipe | No | 0 | 9800 | 9800 | 0
|  | xxiv) 11¼⁰ bend for 400 diameter pipe | No | 0 | 11500 | 11500 | 0
|  | xxv) 11¼⁰ bend for 450 diameter pipe | No | 0 | 17000 | 17000 | 0
|  | xxvi) 11¼⁰ bend for 500 diameter pipe | No | 0 | 18000 | 18000 | 0
Carried Forward | [6 empty] | 0
Brought Forward | [6 empty] | 0
|  | xxvii) 11¼⁰ bend for 560 diameter pipe | No | 0 | 28000 | 28000 | 0
|  | xxviii) 11¼⁰ bend for 600 diameter pipe | No | 0 | 45000 | 45000 | 0
b) Stub and Flange for HDPE PN16 PE100 SDR11
|  | i) Stub and Flange for 315 diameter pipe | No | 0 | 3400 | 3400 | 0
|  | ii) Stub and Flange for 350 diameter pipe | No | 0 | 4200 | 4200 | 0
|  | iii) Stub and Flange for 400 diameter pipe | No | 0 | 5200 | 5200 | 0
|  | iv) Stub and Flange for 450 diameter pipe | No | 0 | 6000 | 6000 | 0
|  | v) Stub and Flange for 500 diameter pipe | No | 0 | 6800 | 6800 | 0
|  | vi) Stub and Flange for 560 diameter pipe | No | 0 | 8500 | 8500 | 0
|  | vii) Stub and Flange for 600 diameter pipe | No | 0 | 11000 | 11000 | 0
5.5 |  | Fittings to suit OPVC spigot & Socket ended pipes
5.5.1 |  | Spigot & socket ended Steel Bends Fusion Bonded Epoxy coated 250 microns including thrust blocks to suit OPVC pipes:
DN355
|  | i) 11¼° | No | 0 | 17000 | 17000 | 0
|  | ii) 22.5° | No | 0 | 17000 | 17000 | 0
|  | iii) 45° | No | 0 | 18000 | 18000 | 0
|  | iv) 90° | No | 0 | 19000 | 19000 | 0
DN400
|  | i) 11¼° | No | 0 | 19880 | 19880 | 0
|  | ii) 22.5° | No | 0 | 19880 | 19880 | 0
|  | iii) 45° | No | 0 | 29600 | 29600 | 0
|  | iv) 90° | No | 0 | 38000 | 38000 | 0
DN500
|  | i) 11¼° | No | 0 | 25000 | 25000 | 0
|  | ii) 22.5° | No | 0 | 25000 | 25000 | 0
|  | iii) 45° | No | 0 | 32000 | 32000 | 0
|  | iv) 90° | No | 0 | 41000 | 41000 | 0
DN550
|  | i) 11¼° | No | 0 | 24000 | 24000 | 0
|  | ii) 22.5° | No | 0 | 24000 | 24000 | 0
|  | iii) 45° | No | 0 | 31800 | 31800 | 0
|  | iv) 90° | No | 0 | 43000 | 43000 | 0
DN600
|  | i) 11¼° | No | 0 | 34000 | 34000 | 0
|  | ii) 22.5° | No | 0 | 36900 | 36900 | 0
|  | iii) 45° | No | 0 | 45000 | 45000 | 0
|  | iv) 90° | No | 0 | 45000 | 45000 | 0
5.6 | PSL 8.2.19(b) | Supply, handle, fixing, lay, bed of single chamber flanged double acting air release valves, complete with all fittings for connection to main line as per detail JW100-DET14-W01. (Rate to include all fittings required including isolation valve, couplings, wrapping of joints, chamber and cover , etc.) Air valves to be PN16 and Double Fusion Epoxy Bonded coated.
|  | i) DN80 | No | 0 | 98000 | 98000 | 0
|  | ii) DN100 | No | 0 | 120000 | 120000 | 0
|  | iii)DN150 | No | 9 | 180000 | 180000 | 1620000
|  | iv)DN200 | No | 0 | 230000 | 230000 | 0
|  | v)DN250 | No | 0 | 320000 | 320000 | 0
5.7 |  | Supply, handle, lay and test through Horizotal Direction Drilling (through soft, medium and hard material) for depth not exceeding 10metres including supply of equipment for road crossings (Launch and reception pits will be paid under earthworks):
5.7.1 |  | (a) HDPE PE100 PN 8
|  | i) DN160 | m | 0 | 3000 | 3000 | 0
|  | ii) DN200 | m | 0 | 3500 | 3500 | 0
|  | iii) DN250 | m | 0 | 3850 | 3850 | 0
|  | iv) DN315 | m | 0 | 4500 | 4500 | 0
|  | v) DN355 | m | 0 | 5000 | 5000 | 0
|  | vi) DN400 | m | 0 | 6000 | 6000 | 0
|  | (vii) DN 450 | m | 0 | 7200 | 7200 | 0
Carried Forward | [6 empty] | 1620000
Brought Forward | [6 empty] | 1620000
|  | (viii) DN 500 | m | 0 | 8640 | 8640 | 0
|  | (ix) DN 630 | m | 0 | 12960 | 12960 | 0
|  | (x) DN 710 | m | 0 | 15552 | 15552 | 0
|  | (xi) DN 800 | m | 0 | 18662.4 | 18662.4 | 0
|  | (xii) DN 900 | m | 0 | 21499.08 | 21499.08 | 0
|  | (xiii) DN 1000 | m | 0 | 25798.9 | 25798.9 | 0
|  | (xiv) DN 1200 | m | 0 | 37150.42 | 37150.42 | 0
5.7.2 |  | Extra over for item 5.7.1(a) above for drilling into hard rock | m | 50 | 1500 | 1500 | 75000
5.8 | 8.2.3 | Manholes
5.8.1 |  | Manholes 1,000mm diameter complete with cover and frame
|  | a) > 0m but ≤ 2.0m deep | No. | 0 | 11500 | 11500 | 0
|  | b) > 2m but ≤ 3.0m deep | No. | 0 | 18000 | 18000 | 0
5.8.2 |  | Manholes 1,250mm diameter complete with cover and frame
|  | a) > 0m but ≤ 2.0m deep | No. | 0 | 18000 | 18000 | 0
|  | b) > 2m but ≤ 3.5m deep | No. | 0 | 24000 | 24000 | 0
|  | c) > 3.5m but ≤ 5.0m deep | No. | 0 | 27000 | 27000 | 0
5.8.3 |  | Manholes 1,500mm diameter complete with cover and frame
|  | a) > 0m but ≤ 2.0m deep | No. | 0 | 21000 | 21000 | 0
|  | b) > 2m but ≤ 3.5m deep | No. | 1 | 25000 | 25000 | 25000
|  | c) > 3.5m but ≤ 5.0m deep | No. | 0 | 28000 | 28000 | 0
5.8.4 |  | Demolish existing manholes where new manholes will be constructed for pipe diameters 160mm to 600mm
|  | a) > 0m but ≤ 2.0m deep | No. | 0 | 9000 | 9000 | 0
|  | b) > 2m but ≤ 3.5m deep | No. | 0 | 10000 | 10000 | 0
|  | c) > 3.5m but ≤ 5.0m deep | No. | 0 | 12000 | 12000 | 0
d) > 5m
5.8.5 |  | Demolish existing manholes where new manholes will be constructed for pipe diameters greater than 600mm to 1200mm
|  | a) > 0m but ≤ 2.0m deep | No. | 0 | 9000 | 9000 | 0
|  | b) > 2m but ≤ 3.5m deep | No. | 1 | 12000 | 12000 | 12000
|  | c) > 3.5m but ≤ 5.0m deep | No. | 0 | 13000 | 13000 | 0
|  | d) > 5m | No. | 0 | 14000 | 14000 | 0
5.8.6 |  | Repair manhole benching in existing manholes up to 5m
|  | a) 0mm - 1000mm diameter | No. | 0 | 7000 | 7000 | 0
|  | b) 1000mm - 1250mm diameter | No. | 0 | 7500 | 7500 | 0
|  | c) 1250mm - 1500mm diameter | No. | 1 | 9000 | 9000 | 9000
5.9 | 8.2.6 | Erf connections
a) Supply, bed, lay, joint, and test new property connection inclunding all fittings related to the erf connections(length of erf connection 30metres) as per detail JW100-DET2-S01
|  | i) 110mm dia. uPVC Class 34 spigot and socket pipes including joints to existing pipes and all other fittings | No. | 0 | 9500 | 9500 | 0
b) Supply, bed, lay, joint, and test new property connection inclunding all fittings related to the erf connections as per detail JW100-DET2-S01
|  | i) 110mm uPVC Class 34 spigot and socket pipes including joints to existing pipes and all other fittings | No | 0 | 9500 | 9500 | 0
Carried Forward | [6 empty] | 1741000
Brought Forward | [6 empty] | 1741000
5.10 |  | (a) Provisional Amount (R) for fittings not shown on detail | P.Sum | 1 | 15000 | 15000 | 15000
|  | (b) Profit on item 5.10 (a) above | % | 15000 | 1500 | 1500 | 1500
5.11 | 8.2.11 | Connect to existing Sewers
|  | Break existing manhole, channel and benching and rebuilt manhole with new channel and benching the rate shall include any temporary sewer diversion or over pumping required | No | 2 | 24000 | 24000 | 48000
5.12 | 8.2.12 | Raising or Lowering of Existing Manholes
|  | i) 1000mm diameter | No. | 0 | 7500 | 7500 | 0
|  | ii) 1250mm diameter | No. | 0 | 9000 | 9000 | 0
|  | iii) 1500mm diameter | No. | 0 | 10500 | 10500 | 0
Section 5: - Sewers: Carried to Summary | [6 empty] | 1805500
6.0 |  | SCHEDULE 6: CCTV CAMERA SURVEY AND PIPE CRACKING
6.1 |  | CCTV surveys
6.1.1 | PS 4.2.39 | Cleaning of conduits for the following pipe diameter diameter before CCTV, pipe cracking and CIPP:
|  | a) 160 > and ≤ 355mm diameter | m | 0 | 90 | 90 | 0
|  | b) > 355mm diameter | m | 0 | 90 | 90 | 0
6.1.2 | PS 4.2.39 | Cleaning of conduits for the following pipe diameter diameter after installation if required:
|  | a) 160 > and ≤ 355mm diameter | m | 0 | 75 | 75 | 0
|  | b) > 355mm diameter | m | 2200 | 75 | 75 | 165000
6.1.3 | PS 4.2.40 | CCTV camera surveys of pipelines before upgrade works, of the following diameters. The CCTV should identify any house connections, manholes and any other detail and defects in the sewer line:
|  | a) 160 > and ≤ 355mm diameter | m | 0 | 90 | 90 | 0
|  | b) > 355mm diameter | m | 0 | 90 | 90 | 0
6.1.4 | PS 4.2.40 | CCTV camera surveys of pipelines after upgrade works, of the following diameters. The CCTV should identify any house connections, manholes and any other detail and defects in the sewer line:
|  | a) 160 > and ≤ 355mm diameter | m | 0 | 75 | 75 | 0
|  | b) > 355mm diameter | m | 2200 | 75 | 75 | 165000
6.2 |  | PIPE CRACKING
6.2.1 | P.S.4.2.50.1 | Supply, handle, lay and test through Pipe Cracking including supply of equipment (Launch and reception pits will be paid under earthworks):
(a) ALL PIPES
|  | i) DN160 | m | 0 | 1550 | 1550 | 0
|  | ii) DN200 | m | 0 | 2325 | 2325 | 0
|  | iii) DN250 | m | 0 | 3487.5 | 3487.5 | 0
|  | iv) DN315 | m | 0 | 4359.38 | 4359.38 | 0
|  | v) DN355 | m | 0 | 5449.22 | 5449.22 | 0
|  | vi) DN400 | m | 0 | 6811.52 | 6811.52 | 0
|  | (vii) DN 450 | m | 0 | 8926 | 8926 | 0
|  | (viii) DN 500 | m | 0 | 11157.5 | 11157.5 | 0
|  | (ix) DN 630 | m | 0 | 13946.88 | 13946.88 | 0
|  | (x) DN 710 | m | 0 | 16736.25 | 16736.25 | 0
|  | (xi) DN 800 | m | 0 | 20083.5 | 20083.5 | 0
|  | (xii) DN 900 | m | 0 | 50625 | 50625 | 0
|  | (xiii) DN 1000 | m | 0 | 60750 | 60750 | 0
|  | (xiv) DN 1200 | m | 0 | 65000 | 65000 | 0
6.2.2 |  | Overpumping and manhole isolation
Manhole length isolation
6.2.2.1 | P.S.4.2.50.3 | a) Plugging Conduits:
|  | i) 0 ≥ 150mm diameter | No. | 0 | 1000 | 1000 | 0
|  | ii) 150 > and ≤ 315mm diameter | No. | 0 | 2000 | 2000 | 0
|  | ii) 315 > and ≤ 500mm diameter | No. | 10 | 2000 | 2000 | 20000
|  | iii) 500> and ≤1000mm diameter | No. | 50 | 2000 | 2000 | 100000
|  | iii) 1000> and ≤1600mm diameter | No. | 0 | 2000 | 2000 | 0
6.2.2.2 | P.S.4.2.50.4 | b) Over-pumping
|  | i) 0 ≥ 150mm diameter maximum flow rate 40 litres per sec | hours | 0 | 1300 | 1300 | 0
|  | ii) 150 > and ≤ 315mm diameter maximum flow rate 170 litres per sec | hours | 0 | 1300 | 1300 | 0
|  | iii) 315 > and ≤ 500mm diameter maximum flow rate 430 litres per sec | hours | 189 | 1300 | 1300 | 245700
Carried Forward | [6 empty] | 695700
Brought Forward | [6 empty] | 695700
6.2.3 |  | Allow for reconnecting house connection after pipe cracking, rate shall include all fittings required (excavations and backfilling shall be paid under earthworks) | No | 0 | 3250 | 3250 | 0
6.2.4 |  | Point repairs to sewers for the following diameters before pipe cracking. Rate to include all materials and labour required. Excavation and backfilling measured under earthworks.
|  | i) DN150 | No | 0 | 2000 | 2000 | 0
|  | ii) DN200 | No | 0 | 2500 | 2500 | 0
|  | iii) DN250 | No | 0 | 3500 | 3500 | 0
|  | iv) DN315 | No | 0 | 4500 | 4500 | 0
|  | v) DN355 | No | 0 | 5500 | 5500 | 0
|  | vi) DN400 | No | 10 | 6500 | 6500 | 65000
|  | vii) DN 450 | No | 0 | 7500 | 7500 | 0
|  | viii) DN 525 | No | 0 | 8500 | 8500 | 0
|  | ix) DN 600 | No | 0 | 10500 | 10500 | 0
|  | x) DN 675 | No | 0 | 12500 | 12500 | 0
|  | xi) DN 750 | No | 10 | 14500 | 14500 | 145000
|  | xii) DN 825 | No | 0 | 17000 | 17000 | 0
|  | xiii) DN 950 | No | 0 | 20000 | 20000 | 0
|  | xiv) DN 900 | No | 5 | 25400 | 25400 | 127000
|  | xv) DN 1050 | No | 0 | 30000 | 30000 | 0
|  | xvi) DN 1200 | No | 0 | 35000 | 35000 | 0
6.2.5 |  | CIPP (CURED IN PLACE PIPE)
6.2.5.1 |  | Specialist removal/cleaning of obstructions:
|  | Precision root cutters | hr | 0 | 6500 | 6500 | 0
6.2.5.2 |  | Non-structural liner for the following diameters:
|  | i) DN150 | m | 0 | 6324 | 6324 | 0
|  | ii) DN200 | m | 0 | 7905 | 7905 | 0
|  | iii) DN250 | m | 0 | 9881.25 | 9881.25 | 0
|  | iv) DN315 | m | 0 | 12351.56 | 12351.56 | 0
|  | v) DN355 | m | 0 | 15439.45 | 15439.45 | 0
|  | vi) DN400 | m | 0 | 19299.31 | 19299.31 | 0
|  | vii) DN 450 | m | 0 | 24124.14 | 24124.14 | 0
|  | viii) DN 525 | m | 0 | 30155.18 | 30155.18 | 0
|  | ix) DN 600 | m | 0 | 37693.97 | 37693.97 | 0
|  | x) DN 675 | m | 0 | 47117.46 | 47117.46 | 0
|  | xi) DN 750 | m | 0 | 58896.83 | 58896.83 | 0
|  | xii) DN 825 | m | 0 | 73621.03 | 73621.03 | 0
|  | xiii) DN 950 | m | 0 | 92026.29 | 92026.29 | 0
|  | xiv) DN 900 | m | 0 | 115032.87 | 115032.87 | 0
|  | xv) DN 1050 | m | 0 | 143791.08 | 143791.08 | 0
|  | xvi) DN 1200 | m | 0 | 179738.85 | 179738.85 | 0
6.3 | SANS1200LG | PIPE JACKING
6.3.1 | 8.2.1 | Jacking Establishment
6.3.1.1 |  | a) Fixed Charges | Sum | 0 | 75000 | 75000 | 0
6.3.1.2 |  | b) Time Related charges | Sum | 0 | 75000 | 75000 | 0
6.4 | 8.2.6 | Supply and install the following pipes through pipe Jacking Method, Complete with excavations, concrete sleeve pipes to suit etc:
a) Supply and installation of in-the-wall joint concrete Sleeve pipes 100D with sliding rubber rings
6.4.1 |  | i) 900mm ND concrete pipe | m | 0 | 17000 | 17000 | 0
6.4.2 |  | ii) 1117mm ND concrete pipe | m | 0 | 19000 | 19000 | 0
6.4.3 |  | iii) 1473mm ND concrete pipe | m | 0 | 21000 | 21000 | 0
6.4.4 |  | iv) 1678mm ND concrete pipe | m | 0 | 23000 | 23000 | 0
6.4.5 |  | v) 1800mm ND concrete pipe | m | 0 | 25000 | 25000 | 0
6.4.6 |  | vi) 2000mm ND concrete pipe | m | 0 | 28000 | 28000 | 0
6.4.7 |  | vii) 2250mm ND concrete pipe | m | 0 | 32000 | 32000 | 0
6.4.8 |  | viii) 2500mm ND concrete pipe | m | 0 | 36000 | 36000 | 0
Carried Forward | [6 empty] | 1032700
Brought Forward | [6 empty] | 1032700
b) Supply and installation of pipes including all supports:
6.4.9 |  | i) 400mm HDPE PN16 PE100 SDR11 butt welded | m | 0 | 3014 | 3014 | 0
6.4.10 |  | ii) 450mm HDPE PN16 PE100 SDR11 butt welded | m | 0 | 3767.5 | 3767.5 | 0
6.4.11 |  | iii) 500mm HDPE PN16 PE100 SDR11 butt welded | m | 0 | 4709.38 | 4709.38 | 0
6.4.12 |  | iv) 630mm HDPE PN16 PE100 SDR11 butt welded | m | 0 | 5886.72 | 5886.72 | 0
6.4.13 |  | v) 710mm HDPE PN16 PE100 SDR11 butt welded | m | 0 | 7358.4 | 7358.4 | 0
6.4.14 |  | vi) 800mm HDPE PN16 PE100 SDR11 butt welded | m | 0 | 9198 | 9198 | 0
6.4.15 |  | vii) 900mm HDPE PN16 PE100 SDR11 butt welded | m | 0 | 11497.5 | 11497.5 | 0
6.4.16 |  | viii) 1000mm HDPE PN16 PE100 SDR11 butt welded | m | 0 | 14371.87 | 14371.87 | 0
6.4.17 |  | ix) 1200mm HDPE PN16 PE100 SDR11 butt welded | m | 0 | 17964.84 | 17964.84 | 0
6.5 | 8.2.7 | Extra-over for 8.2.6 for Lengths of Pipeline greater than 85 metres | m | 0 | 22456.05 | 22456.05 | 0
6.6 | 8.2.8 | Extra-over 8.2.6 for Excavations in Rock | m³ | 0 | 650 | 650 | 0
6.7 | 8.2.9 | Stabilisation of Unstable Areas or Grouting of Voids were Ordered by the Employer's Agent
6.7.1 |  | a) Provision and Establishment of Equipment on Site, and Removal on Completion of the Operation: | Sum | 0 | 15000 | 15000 | 0
6.7.2 |  | b) Operation of Equipment | Day | 0 | 5000 | 5000 | 0
6.7.3 |  | c) Materials used | m³ | 0 | 15000 | 15000 | 0
6.8 | 8.2.10 | Standing Time for Pipe Jacking Gang the Jacking Equipment Covered in 8.2.1 | hr | 0 | 1200 | 1200 | 0
Section 6: - CCTV CAMERA SURVEY AND PIPE CRACKING: Carried to Summary | [6 empty] | 1032700
7.0 | SABS | GABIONS AND PITCHING
1200 DK
7.1 | 8.2.1 | Surface preparation for bedding of gabions
|  | a) Cavities filled with approved excavated material | m³ | 0 | 1200 | 1200 | 0
|  | b) Cavities filled with Grade 15 concrete | m³ | 0 | 2100 | 2100 | 0
(Provisional)
7.2 | 8.2.2 | Gabions
Supply, place, fill with stones,lacing and bracing gabions boxes or mattresses, the rate should include the supply of stones:
(Double twist hexagonal wire mesh to SANS 1580:2005) Mesh Type 80 with 2,7/3,7mm Class A Galvanised and uPVC coated wire
7.2.1 |  | a) Gabion mattrasses
|  | 2 m x 2 m x 0.3 m | m³ | 0 | 2900 | 2900 | 0
(b) Gabion boxes
|  | 1m x 1m x1m | m³ | 0 | 2900 | 2900 | 0
7.3 | 8.2.4 | Supply and install Geotextile membrane:
7.3.1 |  | a) AG150 - Minimun Energy Absorption - 4,0kN/m | m² | 0 | 600 | 600 | 0
7.4 | 8.2.5 | Pitching
7.4.1 |  | a) Medium pitching - plain | m² | 0 | 450 | 450 | 0
Section 7: - Gabions and Pitching: Carried to Summary | [6 empty] | 0
8.0 |  | SCHEDULE 8 : Ablution Blocks and VIP Toilets
8.1 | PA | VIP AND ABLUTION BLOCKS:
| PA 3.1 | (a) Supply, Deliver and install a pre cast VIP toilet including all accessories | No | 0 | 9000 | 9000 | 0
| PA 3.2 | (b) Supply, Deliver and install a Precast VIP toilet for disabled people icluding all accesories | No | 0 | 14000 | 14000 | 0
| PA 3.3 | (c) Supply, Deliver and install Precast Waterborne toilet including all accessories including drainnage connection with all accessories | No | 0 | 11000 | 11000 | 0
| PA 3.4 | (d) Supply, Deliver and install Precast Waterborne toilet for disabled people including all accessories including drainnage connection with all accessories | No | 0 | 14000 | 14000 | 0
8.2 |  | VIP SUBSTRUCTURE
| PA 3.5 | (a) Supply, Deliver and install a pre cast VIP sub structure complete with beams | No | 0 | 3500 | 3500 | 0
| PA 3.6 | (b) Supply and Erection of Brickworks ( Excavation to be paid under Section D) | m2 | 0 | 4500 | 4500 | 0
| PA 3.7 | c) Supply and pplication of Water proof sealant only on instruction of Employer's Agent | m2 | 0 | 450 | 450 | 0
| PA 2.3 | (d) Extraover of 6mm single coat cement plaster on brick substructure according to | m2 | 0 | 85 | 85 | 0
SANS 2001-EMI: 2007
8.3 |  | ABLUTION BLOCKS:
| PA 3.8 | (a) Supply and Install 12m X 2.4m Prefabricated Female Ablution Unit | No | 0 | 300000 | 300000 | 0
| PA 3.9 | (b) Supply and Install 12m X 2.4m Prefabricated Male Ablution Unit | No | 0 | 155000 | 155000 | 0
| PA 3.10 | (c) Supply and install 6m X 2.4m Prefabricated Male Ablution Unit | No | 0 | 155000 | 155000 | 0
| PA 3.11 | (d) Supply and install 6m X 2.4m Prefabricated Female Ablution Unit | No | 0 | 3000 | 3000 | 0
8.4 | PA | Wash Trouph:
|  | (a) Provide and install double concrete wash trough including stand, two taps, | No | 0 | 10000 | 10000 | 0
fixing into the ablution Block, drainnage and water connection
8.5 | PA | Guard House
|  | (a) Provsional sum for supply and erection of security guard house | P/S | 0 | 10000 | 10000 | 0
8.6 | PA | Supply and erection of new fencing material:
| PA | a) Supply, delivery and installation of steel wire mesh fencing around the ablution blocks (0.9mm x 90mm x 1.8mm x 5000mm) including gate, galvanised steel poles, concrete footings, transportation and installation (incl. labour) | m | 0 | 280 | 280 | 0
Section 8: - Ablution Blocks and VIP Toilets: Carried to Summary | [6 empty] | 0
Summary Page
1 |  | SCHEDULE 1: PRELIMINARY AND GENERAL |  | 5260950
2 |  | SCHEDULE 2: SITE CLEARANCE |  | 80250
3 |  | SCHEDULE 3: EARTHWORKS (PIPE TRENCHES) |  | 8871340
4 |  | SCHEDULE 4: BEDDING (PIPES) |  | 829095
5 |  | SCHEDULE 5: SEWERS |  | 1805500
6 |  | SCHEDULE 6: CCTV CAMERA SURVEY AND PIPE CRACKING |  | 1032700
7 |  | SCHEDULE 7: GABIONS AND PITCHING |  | 0
8 |  | SCHEDULE 8 : Ablution Blocks and VIP Toilets |  | 0
9 |  | SUBTOTAL |  | 17879835
10 |  | Allowance for Escallations |  | 4881194.955
11 |  | TOTAL |  | 22761029.955
12 |  | Add 15% VAT |  | 3414154.4932
13 |  | Grand Total |  | 26175184.4482
|  | Construction Duration |  | 10 |  | Month(s)
|  | Anticipated Start Date |  | 2024-12-31
|  | Anticipated Completion Date |  | 2025-11-06
|  |  |  | 27 |  | 0.065 | 3137911.0425
|  |  |  | 15 |  | 0.065 | 1743283.9125
4881194.955
Formulas:
Rate (Esc) = IF(TODAY()<45150,[Artesiam],IF(TODAY()<45515,[Artesiam]*(1+Escalations!$D3),[Artesiam]*(1+Escalations!$D3)*(1+Escalations!$D4)))

## Blackcherry (hidden)
Item No. | Payment Clause | Description | Unit | Qty | Blackcherry | Rate (Esc) | Amount
1 | SABS 1200A & 1200AB | SCHEDULE 1: PRELIMINARY AND GENERAL
1.1 | 8.3 | FIXED-CHARGE ITEMS
1.1.1 | 8.3.1 | Contractual requirements | Sum | 1 | 10000 | 10000 | 10000
1.1.2 | 8.3.2 | Provision of facilities on site:
| 8.3.2.1 | 1) Facilities for Engineer:
|  | a)Engineers Office Type 2 and parking (No.=2) | Sum | 1 | 5000 | 5000 | 5000
|  | b)Nameboards (No=2) | Sum | 1 | 5000 | 5000 | 5000
|  | c) Communication | P/S | 0 | 15000 | 15000 | 0
|  | d) Overhead profit on item 1.1.2(c) above | % | 15000 | 1500 | 1500 | 1500
|  | e) Meeting room Type 1 | Sum | 1 | 7000 | 7000 | 7000
|  | f) Latrine facilities | Sum | 1 | 5000 | 5000 | 5000
1.1.3 | 8.3.2.2 | 2) Facilities for the Contractor
|  | a) Offices and storage sheds | Sum | 1 | 20000 | 20000 | 20000
|  | b) Ablution and latrine facilities | Sum | 1 | 2000 | 2000 | 2000
|  | c) Tools and equipment | Sum | 1 | 15000 | 15000 | 15000
|  | d) Access (see sub-clause 5.8) | Sum | 1 | 10000 | 10000 | 10000
|  | e) Water supplies, electric power and communications | Sum | 1 | 35000 | 35000 | 35000
|  | f) Dealing with water | Sum | 1 | 14000 | 14000 | 14000
1.1.4 | PSA 8.3.5.2 | OHS Act Obligations (Compilation of OHSAct file) | Sum | 1 | 10000 | 10000 | 10000
1.1.5 |  | Complaince with all COVID fixed items Requirements | Sum | 0 | 5000 | 5000 | 0
1.1.6 | PSA 8.3.5.3 | EMP Obligations | Sum | 1 | 5000 | 5000 | 5000
1.1.7 | PSA 8.3.5.1 | Issuing of notices to consumers also refer to PS6.6 | Sum | 1 | 3000 | 3000 | 3000
1.1.8 | 8.3.4 | Removal of site Establishment | Sum | 1 | 20000 | 20000 | 20000
1.2 | 8.4 | TIME RELATED ITEMS
1.2.1 | 8.4.1 | Contractual requirements | month | 10 | 10000 | 10000 | 100000
| 8.4.2 | Operation and maintainance of facilities on site.
1.2.2 | 8.4.2.1 | 1) Facilities for Engineer:
|  | a)Engineers Office Type 2 and parking (No.=2) | month | 10 | 3000 | 3000 | 30000
|  | b)Nameboards (No=2) | month | 10 | 10000 | 10000 | 100000
|  | c) Communication | P/S | 0 | 15000 | 15000 | 0
|  | d) Overhead profit on item 1.2.2(c) above | % | 0 | 1500 | 1500 | 1500
|  | e) Meeting room Type 1 | month | 10 | 3000 | 3000 | 30000
|  | f) Latrine facilities | month | 10 | 2000 | 2000 | 20000
1.2.3 | 8.4.2.2 | Facilities for the Contractor:
|  | a) Offices and storage sheds | month | 10 | 5000 | 5000 | 50000
|  | b) Ablution and latrine facilities | month | 10 | 4000 | 4000 | 40000
|  | c) Tools and equipment | month | 10 | 7000 | 7000 | 70000
|  | d) Access (see sub-clause 5.8) | month | 10 | 10000 | 10000 | 100000
|  | e) Plant | month | 10 | 15000 | 15000 | 150000
|  | f) Water supplies, electric power and communications | month | 10 | 15000 | 15000 | 150000
|  | g) Dealing with water | month | 10 | 12000 | 12000 | 120000
1.2.4 | 8.4.3 | Supervision for the duration of construction | month | 10 | 60000 | 60000 | 600000
1.2.5 | 8.4.4 | Company and head office overhead costs for the duration of the Contract | month | 10 | 30000 | 30000 | 300000
1.2.6 | PSA 8.4.6.2 | Security Services | month | 10 | 40000 | 40000 | 400000
Carried Forward | [6 empty] | 2429000
Brought Forward | [6 empty] | 2429000
1.3 | OHS Spec. | Allow for compliance with all aspects of the OHS specification including:
1.3.1 | PSA 8.4.6.4 | Risk assesment | month | 10 | 10000 | 10000 | 100000
1.3.2 | PSA 8.4.6.1(1) | Complaince with Health and Safety Plan including Safety Officer Salary | month | 10 | 45000 | 45000 | 450000
1.3.3 |  | Complaince with all COVID requirements | month | 0 | 7000 | 7000 | 0
1.4 | EMP | Allow for compliance with all aspects of the EMP/Authorizations including
1.4.1 | PSA 8.4.6.1(2) | a)Environmental Officer Salary | month | 10 | 35000 | 35000 | 350000
1.4.2 | PSA 8.4.6.1(3) | b) Environmental Control Officer | P/S | 0 | 360000 | 360000 | 0
1.4.3 |  | c) Overheads, charges and profit on item 1.4.2(b) above | % | 0 | 36000 | 36000 | 36000
1.5 | 8.6 | Prime cost items
1.5.1 |  | a) Materials used in the execution of dayworks | P/S | 1 | 20000 | 20000 | 20000
1.5.2 |  | b) Overheads, charges and profit on item 1.4.1(a) above | % | 20000 | 2000 | 2000 | 2000
1.6 | 8.8 | TEMPORARY WORKS
1.6.1 | 8.8.2 | Dealing with traffic for the duration of the Contract | Sum | 1 | 100000 | 100000 | 100000
1.6.2 | 8.8.6 | Dealing with water | Sum | 1 | 100000 | 100000 | 100000
1.6.3 | 8.8.4 | Existing services
1.6.4 | PSA 8.8.4 (a) | a) Supply or hire of specialist equipment for the detection and Scanning of existing services. | P/S | 1 | 50000 | 50000 | 50000
1.6.5 |  | Profit on item 1.6.4 (a) above | % | 50000 | 5000 | 5000 | 5000
1.6.6 | PSA 8.8.4 (b) | b) Excavation by hand to expose existing services. | m3 | 100 | 140 | 140 | 14000
1.7 | PSA 8.5 | PROVISIONAL SUMS STATED BY ENGINEER
|  | a) Reinstatement of asphalt by JRA | P/S | 1 | 500000 | 500000 | 500000
|  | b) Engineer's Equipment and Independent testing | P/S | 1 | 100000 | 100000 | 100000
|  | c) Temporary protection of existing services | P/S | 1 | 45000 | 45000 | 45000
|  | d) Community Liaison Officer | P/S | 1 | 100000 | 100000 | 100000
|  | e) Landscaping and including irrigation system | P/S | 1 | 50000 | 50000 | 50000
|  | f) Relocation of existing services | P/S | 1 | 25000 | 25000 | 25000
|  | g) Training of local labour | P/S | 1 | 100000 | 100000 | 100000
|  | h) Alterations and connection to Municipal services and repair to damaged services where approved by Engineer | P/S | 1 | 20000 | 20000 | 20000
|  | i) Disposal of Asbestos | P/S | 0 | 100000 | 100000 | 0
|  | j) Investigations as ordered by the Engineer | P/S | 1 | 120000 | 120000 | 120000
|  | k) Survey as per the Engineer's instruction. Rate to include for a CD with AutoCAD drawing/s and co-ordinates data in CSV or text format. | P/S | 1 | 250000 | 250000 | 250000
|  | l) Overheads, charges and profit on items (a-k) above | % | 1410000 | 141000 | 141000 | 141000
1.8 | P.S 3.2.8 | m) Overheads, charges and profit on items and Management fees for SMMEs based on SMME value paid to them (Value of Provisional Sum provided is indicative and will depend on a work package allocation) | P/S | 1 | 100000 | 100000 | 100000
|  | n) Overheads, charges and profit on item m above (Value of Provisional Sum provided is indicative and will depend on a work package allocation) | % | 4799209.5 | 100000 | 100000 | 100000
Carried Forward | [6 empty] | 5307000
Brought Forward | [6 empty] | 5307000
1.9 | 8.7 | Day works (to be executed on instruction from the Engineer)
Labour
|  | a) Unskilled | hr | 10 | 30 | 30 | 300
|  | b) Semi skilled | hr | 10 | 35 | 35 | 350
|  | c) Skilled | hr | 10 | 45 | 45 | 450
|  | d) Armed Security guard | hr | 10 | 55 | 55 | 550
Tipper truck
|  | a) Capacity 6m³ (small) | hr | 10 | 250 | 250 | 2500
|  | b) Capacity 10m³ (medium) | hr | 10 | 315 | 315 | 3150
|  | c) Capacity 12m³ (large) | hr | 10 | 375 | 375 | 3750
Flat bed tracks
|  | a) Capacity 3 ton (small) | hr | 10 | 250 | 250 | 2500
|  | b) Capacity 5 ton (medium) | hr | 10 | 815 | 815 | 8150
|  | c) Capacity 10 ton (large) | hr | 10 | 375 | 375 | 3750
LDV's
|  | a) Capacity 1 ton | hr | 10 | 200 | 200 | 2000
Conservancy/ Water tankers
|  | a) Capacity 6,000 litres (small) | hr | 10 | 315 | 315 | 3150
|  | b) Capacity 9,000 litres (medium) | hr | 10 | 430 | 430 | 4300
|  | c) Capacity 15,000 litres (large) | hr | 10 | 500 | 500 | 5000
Excavator (Crawler excavator)
|  | a) 20 tonne | hr | 10 | 700 | 700 | 7000
|  | b) 30 tonne | hr | 10 | 900 | 900 | 9000
TLB's (Tractor loader backhoe)
|  | a) 2x4 | hr | 10 | 440 | 440 | 4400
|  | b) 4x4 | hr | 10 | 500 | 500 | 5000
Walk behind vibrating rollers
|  | a) Model BW 61 (small) | hr | 10 | 250 | 250 | 2500
|  | b) Model BW 76 (medium) | hr | 10 | 315 | 315 | 3150
|  | c) Model BW 90 (large) | hr | 10 | 370 | 370 | 3700
Compactors
|  | b) Plate compactor | hr | 10 | 65 | 65 | 650
Compressors (Potable Diesiel Compressor)
|  | a) Small | hr | 10 | 60 | 60 | 600
|  | b) Medium | hr | 10 | 65 | 65 | 650
|  | c) Large | hr | 10 | 70 | 70 | 700
Portable water pumps
|  | a) Small | hr | 10 | 60 | 60 | 600
|  | b) Medium | hr | 10 | 65 | 65 | 650
|  | c) Large | hr | 10 | 70 | 70 | 700
SCHEDULE 1: PRELIMINARY AND GENERAL: CARRIED TO SUMMARY | [6 empty] | 5386200
2 | SANS 1200C | SCHEDULE 2: SITE CLEARANCE
2.1 | 8.2.1 | Clear and grub for width of 3 metres along the pipe route | m | 2200 | 70 | 70 | 154000
2.2 | PSC 8.2.5 | Take down existing masonry walls, palisade fences and other obstructions on the pipe route
|  | a)110mm wall | m² | 50 | 75 | 75 | 3750
|  | b) 220mm wall | m² | 50 | 100 | 100 | 5000
|  | c) 330mm wall | m² | 50 | 150 | 150 | 7500
|  | d) steel pallisade fences | m² | 50 | 50 | 50 | 2500
2.3 | 8.2.10 | Remove topsoil to nominal depth of 150mm and stockpile | m³ | 1485 | 140 | 140 | 207900
2.4 | PSC 8.2.11b | Removal of man-made surfaces
a) Roadway, Asphalt and other layers
|  | i) Asphalt (≤ 50mm thick) and including base, sub-base and subgrades layers up to 800mm deep | m² | 150 | 280 | 280 | 42000
|  | ii) Asphalt (> 50mm ≤ 100mm thick) and including base, sub-base and subgrades layers up to 800mm deep | m² | 150 | 300 | 300 | 45000
b) Footways and Driveways
|  | i) Asphalt ≤ 50mm thickness | m² | 75 | 280 | 280 | 21000
|  | ii) Asphalt > 50 ≤ 100mm thickness | m² | 75 | 300 | 300 | 22500
|  | iii) Interlocking concrete segmental paving blocks (all colours) | m² | 650 | 120 | 120 | 78000
|  | iv) Concrete slabs (450 x 450mm) | m² | 50 | 120 | 120 | 6000
|  | v)Brick paving | m² | 30 | 120 | 120 | 3600
|  | vi)Unreinforced concrete ≤ 75mm thick | m² | 10 | 60 | 60 | 600
|  | vii)Reinforced concrete ≤ 75mm thick | m² | 10 | 70 | 70 | 700
|  | viii)Grassing | m² | 1650 | 30 | 30 | 49500
|  | ix)Kerbing (all types of kerbing) | m | 175 | 35 | 35 | 6125
2.4.1 | PSC 8.2.12.1 | Backfilling and reinstatement of roads
|  | (a) 150mm base | m³ | 110 | 140 | 140 | 15400
|  | (b) 150mm subbase | m³ | 110 | 140 | 140 | 15400
|  | (c)150mm selected subgrade | m³ | 300 | 140 | 140 | 42000
2.4.2 | PSC 8.2.12.2 | Backfilling and reinstatement of footways
a)Using removed materials:
|  | Interlocking concrete segmental paving blocks (all colours) | m² | 650 | 120 | 120 | 78000
|  | Brick paving | m² | 30 | 120 | 120 | 3600
|  | Grassing | m² | 350 | 40 | 40 | 14000
|  | Kerbing (all types of kerbing) | m | 175 | 50 | 50 | 8750
b)
|  | ≤50mm thick Bitumen hot - mix: Fine | m² | 225 | 250 | 250 | 56250
|  | >50mm≤100mm thick Bitumen hot - mix: Fine | m² | 225 | 300 | 300 | 67500
|  | Interlocking concrete segmental paving blocks, including a 20mm river sand bedding layer, jointing sand (plaster sand) and mortar infill between edge restraint and blocks | m² | 150 | 120 | 120 | 18000
|  | Concrete slabs (450 x 450mm) including a 20mm river sand bedding layer, jointing mortar | m² | 50 | 120 | 120 | 6000
|  | Brick paving including a 20mm river sand bedding layer, jointing sand (plaster sand) and mortar infill between edge restraint and bricks | m² | 18 | 120 | 120 | 2160
Carried Forward | [6 empty] | 982735
Brought Forward | [6 empty] | 982735
|  | Unreinforced concrete ≤ 75mm thick (15MPa) | m² | 10 | 115 | 115 | 1150
|  | Reinforced concrete ≤ 75mm thick (15MPa) | m² | 10 | 150 | 150 | 1500
|  | Grassing | m² | 1300 | 50 | 50 | 65000
|  | Kerbing, including a 50mm bedding (cement and river sand), jointing mortar and 15MPa concrete haunching at all joints | m | 10 | 200 | 200 | 2000
2.4.3 | PSC 8.2.13 | Reinstatement of existing masonry walls and palisade fences
a) Face Brick
|  | 110mm wall | m² | 25 | 430 | 430 | 10750
|  | 220mm wall | m² | 25 | 860 | 860 | 21500
|  | 330mm wall | m² | 25 | 1278 | 1278 | 31950
b) Plastered
|  | 110mm wall | m² | 25 | 100 | 100 | 2500
|  | 220mm wall | m² | 25 | 100 | 100 | 2500
|  | 330mm wall | m² | 25 | 100 | 100 | 2500
|  | c)Steel Palisade fences (2.1m height) | m² | 50 | 750 | 750 | 37500
|  | d)Reinstatement of existing outer buildings to its original state or to Enginner satisifaction | No. | 0 | 500000 | 500000 | 0
SCHEDULE 2: SITE CLEARANCE | [6 empty] | 1161585
3.0 | SANS 1200DB | SCHEDULE 3: EARTHWORKS (PIPE TRENCHES)
3.1 | 8.3.2 | Excavation
(a) Excavate in all materials, backfill and compact and dispose of surplus and unsuitable materials within the free haul distance, for trenches (including shoring and or bracing of trench sides)
|  | i) > 0m but ≤ 1.5m deep | m³ | 5840 | 140 | 140 | 817600
|  | ii) > 1.5m but ≤ 2.5m deep | m³ | 3960 | 160 | 160 | 633600
|  | iii) > 2.5m but ≤ 3.5m deep | m³ | 3960 | 180 | 180 | 712800
|  | iv) > 3.5m deep | m³ | 1650 | 200 | 200 | 330000
(b) Extra over item (a) above for:
|  | i) Intermediate material | m³ | 2500 | 250 | 250 | 625000
|  | ii) Hard rock material | m³ | 1650 | 250 | 250 | 412500
|  | iii) Boulder excavation | m³ | 750 | 500 | 500 | 375000
3.2 | 8.3.3 | Excavation ancillaries
| 8.3.3.1 | Make up deficiency in backfill material:
|  | a) By importation from commercial source or off-site sources selected by the Contractor | m³ | 2500 | 400 | 400 | 1000000
3.3 |  | Additional compaction
| 8.3.3.3 | Compaction in road reserve
|  | a) Additional compaction to 93% mod AASHTO density in road reserves | m³ | 520 | 90 | 90 | 46800
3.4 | PSDB 8.3.5 | Existing services that intersect or adjoin a pipe trench:
a) Service that intersect a trench
|  | (i) Cables. | No. | 85 | 300 | 300 | 25500
|  | (ii) Water mains | No. | 25 | 500 | 500 | 12500
|  | (iii) Water house connections | No. | 125 | 1000 | 1000 | 125000
|  | (iv) Sewer pipes up to 400 mm dia. | No. | 55 | 1500 | 1500 | 82500
|  | (v) Storm water pipes up to 1050 mm dia. | No. | 45 | 2000 | 2000 | 90000
|  | (vi) Kerbs and channels | No. | 56 | 500 | 500 | 28000
b) Services that adjoin a trench
|  | (i) Cables. | m | 750 | 70 | 70 | 52500
|  | (ii) Water mains | m | 750 | 150 | 150 | 112500
|  | (iii) Storm water pipes up to 1050 mm dia. | m | 1680 | 300 | 300 | 504000
|  | (iv) Kerbs and channels | m | 780 | 220 | 220 | 171600
|  | (v) Sewer pipes up to 400 mm dia. | m | 2200 | 500 | 500 | 1100000
3.4 | PSDB 8.3.5 | (c) Services that require special care | No | 15 | 1000 | 1000 | 15000
SCHEDULE 3: EARTHWORKS (PIPE TRENCHES) | [6 empty] | 7272400
4.0 | SANS 1200LB | SCHEDULE 4: BEDDING (PIPES)
4.1 |  | Provision of bedding:
4.1.1 | 8.2.1 | (a) from trench excavations
|  | i) selected granular material | m³ | 2711 | 140 | 140 | 379540
|  | ii) selected fill material | m³ | 660 | 140 | 140 | 92400
4.1.2 | 8.2.2.3 | (b) from commercial sources
|  | i) selected granular material | m³ | 290 | 400 | 400 | 116000
|  | ii) selected fill material | m³ | 120 | 400 | 400 | 48000
|  | (iii) Bidim A2 | m² | 1800 | 500 | 500 | 900000
|  | (iv) 19mm crusher run stone | m³ | 275 | 600 | 600 | 165000
|  | (v) Dump Rock | m³ | 225 | 600 | 600 | 135000
SCHEDULE 4: BEDDING (PIPES) | [6 empty] | 1835940
5.0 | SANS 1200LD | SCHEDULE 5: SEWERS
5.1 | 8.2.1 | Supply, lay, joint, bed, backfill on Flexible bedding and test the following pipes as detailed in the project specifications for gravity lines:
5.1.1 |  | (a) Class 34/300 uPVC heavy duty sewer pipe
|  | i) DN160 | m | 0 | 290 | 290 | 0
|  | ii) DN200 | m | 0 | 350 | 350 | 0
|  | iii) DN250 | m | 0 | 400 | 400 | 0
|  | iv) DN315 | m | 0 | 550 | 550 | 0
|  | v) DN355 | m | 0 | 550 | 550 | 0
|  | vi) DN400 | m | 0 | 570 | 570 | 0
|  | (vii) DN 450 | m | 0 | 590 | 590 | 0
|  | (vii) DN 500 | m | 0 | 600 | 600 | 0
|  | (ix) DN 630 | m | 0 | 620 | 620 | 0
5.1.2 |  | (b) HDPE PE100 PN8
|  | i) DN160 | m | 0 | 290 | 290 | 0
|  | ii) DN200 | m | 0 | 350 | 350 | 0
|  | iii) DN250 | m | 0 | 400 | 400 | 0
|  | iv) DN315 | m | 0 | 550 | 550 | 0
|  | v) DN355 | m | 0 | 550 | 550 | 0
|  | vi) DN400 | m | 0 | 570 | 570 | 0
|  | (vii) DN 450 | m | 0 | 590 | 590 | 0
|  | (viii) DN 500 | m | 0 | 600 | 600 | 0
|  | (ix) DN 630 | m | 0 | 620 | 620 | 0
|  | (x) DN 710 | m | 0 | 590 | 590 | 0
|  | (xi) DN 800 | m | 0 | 700 | 700 | 0
|  | (xii) DN 900 | m | 0 | 750 | 750 | 0
|  | (xiii) DN 1000 | m | 0 | 800 | 800 | 0
|  | (xiv) DN 1200 | m | 0 | 900 | 900 | 0
5.1.3 |  | (c) Concrete heavy duty sewer pipe Class 100D-SI pipes with sacrificial layer.
|  | i) DN300 | m | 0 | 550 | 550 | 0
|  | ii) DN375 | m | 0 | 550 | 550 | 0
|  | (iii) DN 450 | m | 0 | 570 | 570 | 0
|  | (iv) DN 525 | m | 0 | 590 | 590 | 0
|  | (v) DN 600 | m | 0 | 600 | 600 | 0
|  | (vi) DN 675 | m | 0 | 610 | 610 | 0
|  | (vii) DN 750 | m | 0 | 590 | 590 | 0
|  | (viii) DN 825 | m | 0 | 700 | 700 | 0
|  | (ix) DN 900 | m | 0 | 750 | 750 | 0
|  | (x) DN 1050 | m | 0 | 800 | 800 | 0
|  | (xi) DN 1200 | m | 0 | 900 | 900 | 0
Carried Forward | [6 empty] | 0
Brought Forward | [6 empty] | 0
5.1.4 |  | (d) HDPE spiral reinforced pipes
|  | (i) DN400 | m | 0 | 570 | 570 | 0
|  | (ii) DN 450 | m | 0 | 590 | 590 | 0
|  | (iii) DN 500 | m | 0 | 600 | 600 | 0
|  | (iv) DN 600 | m | 0 | 620 | 620 | 0
|  | (v) DN 700 | m | 0 | 590 | 590 | 0
|  | (vi) DN 800 | m | 0 | 700 | 700 | 0
|  | (vii) DN 900 | m | 0 | 750 | 750 | 0
|  | (viii) DN 1000 | m | 0 | 800 | 800 | 0
|  | (ix) DN 1100 | m | 0 | 850 | 850 | 0
|  | (x) DN 1200 | m | 0 | 900 | 900 | 0
5.2 |  | Sewer Rising Mains:
5.2.1 |  | a) Supply, lay, bed (class B bedding), all test and disinfect, backfill sipogot and socket joints high impact mPVC Class 16 pipes:
|  | i) DN315 | m | 0 | 350 | 350 | 0
5.2.2 |  | b) Supply, lay, bed (class B bedding), all test and disinfect, backfill complete joints to be butt welded or electro fusion, HDPE PE100 SDR11 PN16 pipes:
|  | i) DN315 | m | 0 | 550 | 550 | 0
|  | ii) DN355 | m | 0 | 550 | 550 | 0
|  | iii) DN400 | m | 0 | 570 | 570 | 0
|  | iv) DN450 | m | 0 | 590 | 590 | 0
|  | v) DN500 | m | 0 | 600 | 600 | 0
|  | vi) DN630 | m | 0 | 620 | 620 | 0
5.2.3 |  | c) Supply, lay, bed (class B bedding), all test and disinfect, backfill complete OPVC Class 16 pipes to SANS 16422, joints to be spigot and socket, thrust/anchor blocks to be provided at every change in direction:
|  | i) DN355 | m | 0 | 550 | 550 | 0
|  | ii) DN400 | m | 0 | 550 | 550 | 0
|  | iii) DN450 | m | 0 | 570 | 570 | 0
|  | iv) DN500 | m | 0 | 590 | 590 | 0
|  | v) DN560 | m | 0 | 600 | 600 | 0
|  | vi) DN630 | m | 0 | 620 | 620 | 0
Carried Forward | [6 empty] | 0
Brought Forward | [6 empty] | 0
| 8.2.2 | Extra-over for 5.1 for the supply, lay and bedding of Specials with couplings:
5.3 |  | Fittings to suit High Impact Class 16 uPVC pipes
5.3.1 |  | a) Shouldered end Steel Bends Fusion Bonded Epoxy coated 250 microns including thrust blocks to suit high impact uPVC pipe:
DN315
|  | i) 11¼° | No | 0 | 300 | 300 | 0
|  | ii) 22.5° | No | 0 | 300 | 300 | 0
|  | iii) 45° | No | 0 | 300 | 300 | 0
|  | iv) 90° | No | 0 | 300 | 300 | 0
5.4 |  | Fittings to suit HDPE PN 16 SDR 11 PE 100 pipes
5.4.1 |  | a) Extruded bends for HDPE pipe PN16 SDR11 PE100
|  | i) 90⁰ bend for 315 diameter pipe | No | 0 | 150 | 150 | 0
|  | ii) 90⁰ bend for 350 diameter pipe | No | 0 | 170 | 170 | 0
|  | iii) 90⁰ bend for 400 diameter pipe | No | 0 | 200 | 200 | 0
|  | iv) 90⁰ bend for 450 diameter pipe | No | 0 | 220 | 220 | 0
|  | v) 90⁰ bend for 500 diameter pipe | No | 0 | 240 | 240 | 0
|  | vi) 90⁰ bend for 560 diameter pipe | No | 0 | 250 | 250 | 0
|  | vii) 90⁰ bend for 600 diameter pipe | No | 0 | 280 | 280 | 0
|  | viii) 45⁰ bend for 315 diameter pipe | No | 0 | 320 | 320 | 0
|  | xi) 45⁰ bend for 350 diameter pipe | No | 0 | 400 | 400 | 0
|  | x) 45⁰ bend for 400 diameter pipe | No | 0 | 450 | 450 | 0
|  | xi) 45⁰ bend for 450 diameter pipe | No | 0 | 500 | 500 | 0
|  | xii) 45⁰ bend for 500 diameter pipe | No | 0 | 540 | 540 | 0
|  | xiii) 45⁰ bend for 560 diameter pipe | No | 0 | 150 | 150 | 0
|  | xiv) 45⁰ bend for 600 diameter pipe | No | 0 | 170 | 170 | 0
|  | xv) 22.5⁰ bend for 315 diameter pipe | No | 0 | 200 | 200 | 0
|  | xvi) 22.5⁰ bend for 350 diameter pipe | No | 0 | 200 | 200 | 0
|  | xvii) 22.5⁰ bend for 400 diameter pipe | No | 0 | 240 | 240 | 0
|  | xviii) 22.5⁰ bend for 450 diameter pipe | No | 0 | 250 | 250 | 0
|  | xix) 22.5⁰ bend for 500 diameter pipe | No | 0 | 280 | 280 | 0
|  | xx) 22.5⁰ bend for 560 diameter pipe | No | 0 | 320 | 320 | 0
|  | xxi) 22.5⁰ bend for 600 diameter pipe | No | 0 | 400 | 400 | 0
|  | xxii) 11¼⁰ bend for 315 diameter pipe | No | 0 | 450 | 450 | 0
|  | xxiii) 11¼⁰ bend for 350 diameter pipe | No | 0 | 500 | 500 | 0
|  | xxiv) 11¼⁰ bend for 400 diameter pipe | No | 0 | 540 | 540 | 0
|  | xxv) 11¼⁰ bend for 450 diameter pipe | No | 0 | 150 | 150 | 0
|  | xxvi) 11¼⁰ bend for 500 diameter pipe | No | 0 | 170 | 170 | 0
|  | xxvii) 11¼⁰ bend for 560 diameter pipe | No | 0 | 200 | 200 | 0
|  | xxviii) 11¼⁰ bend for 600 diameter pipe | No | 0 | 240 | 240 | 0
Carried Forward | [6 empty] | 0
Brought Forward | [6 empty] | 0
b) Stub and Flange for HDPE PN16 PE100 SDR11
|  | i) Stub and Flange for 315 diameter pipe | No | 0 | 320 | 320 | 0
|  | ii) Stub and Flange for 350 diameter pipe | No | 0 | 320 | 320 | 0
|  | iii) Stub and Flange for 400 diameter pipe | No | 0 | 400 | 400 | 0
|  | iv) Stub and Flange for 450 diameter pipe | No | 0 | 450 | 450 | 0
|  | v) Stub and Flange for 500 diameter pipe | No | 0 | 500 | 500 | 0
|  | vi) Stub and Flange for 560 diameter pipe | No | 0 | 540 | 540 | 0
|  | vii) Stub and Flange for 600 diameter pipe | No | 0 | 600 | 600 | 0
5.5 |  | Fittings to suit OPVC spigot & Socket ended pipes
5.5.1 |  | Spigot & socket ended Steel Bends Fusion Bonded Epoxy coated 250 microns including thrust blocks to suit OPVC pipes:
DN355
|  | i) 11¼° | No | 0 | 350 | 350 | 0
|  | ii) 22.5° | No | 0 | 350 | 350 | 0
|  | iii) 45° | No | 0 | 350 | 350 | 0
|  | iv) 90° | No | 0 | 350 | 350 | 0
DN400
|  | i) 11¼° | No | 0 | 450 | 450 | 0
|  | ii) 22.5° | No | 0 | 450 | 450 | 0
|  | iii) 45° | No | 0 | 450 | 450 | 0
|  | iv) 90° | No | 0 | 450 | 450 | 0
DN500
|  | i) 11¼° | No | 0 | 500 | 500 | 0
|  | ii) 22.5° | No | 0 | 500 | 500 | 0
|  | iii) 45° | No | 0 | 500 | 500 | 0
|  | iv) 90° | No | 0 | 500 | 500 | 0
DN550
|  | i) 11¼° | No | 0 | 520 | 520 | 0
|  | ii) 22.5° | No | 0 | 520 | 520 | 0
|  | iii) 45° | No | 0 | 520 | 520 | 0
|  | iv) 90° | No | 0 | 520 | 520 | 0
DN600
|  | i) 11¼° | No | 0 | 540 | 540 | 0
|  | ii) 22.5° | No | 0 | 540 | 540 | 0
|  | iii) 45° | No | 0 | 540 | 540 | 0
|  | iv) 90° | No | 0 | 540 | 540 | 0
Carried Forward | [6 empty] | 0
Brought Forward | [6 empty] | 0
5.6 | PSL 8.2.19(b) | Supply, handle, fixing, lay, bed of single chamber flanged double acting air release valves, complete with all fittings for connection to main line as per detail JW100-DET14-W01. (Rate to include all fittings required including isolation valve, couplings, wrapping of joints, chamber and cover , etc.) Air valves to be PN16 and Double Fusion Epoxy Bonded coated.
|  | i) DN80 | No | 0 | 100 | 100 | 0
|  | ii) DN100 | No | 0 | 130 | 130 | 0
|  | iii)DN150 | No | 9 | 160 | 160 | 1440
|  | iv)DN200 | No | 0 | 200 | 200 | 0
|  | v)DN250 | No | 0 | 250 | 250 | 0
5.7 |  | Supply, handle, lay and test through Horizotal Direction Drilling (through soft, medium and hard material) for depth not exceeding 10metres including supply of equipment for road crossings (Launch and reception pits will be paid under earthworks):
5.7.1 |  | (a) HDPE PE100 PN 8
|  | i) DN160 | m | 0 | 290 | 290 | 0
|  | ii) DN200 | m | 0 | 350 | 350 | 0
|  | iii) DN250 | m | 0 | 400 | 400 | 0
|  | iv) DN315 | m | 0 | 550 | 550 | 0
|  | v) DN355 | m | 0 | 570 | 570 | 0
|  | vi) DN400 | m | 0 | 590 | 590 | 0
|  | (vii) DN 450 | m | 0 | 600 | 600 | 0
|  | (viii) DN 500 | m | 0 | 620 | 620 | 0
|  | (ix) DN 630 | m | 0 | 660 | 660 | 0
|  | (x) DN 710 | m | 0 | 700 | 700 | 0
|  | (xi) DN 800 | m | 0 | 750 | 750 | 0
|  | (xii) DN 900 | m | 0 | 800 | 800 | 0
|  | (xiii) DN 1000 | m | 0 | 850 | 850 | 0
|  | (xiv) DN 1200 | m | 0 | 900 | 900 | 0
5.7.2 |  | Extra over for item 5.7.1(a) above for drilling into hard rock | m | 50 | 1000 | 1000 | 50000
5.8 | 8.2.3 | Manholes
5.8.1 |  | Manholes 1,000mm diameter complete with cover and frame
|  | a) > 0m but ≤ 2.0m deep | No. | 0 | 7600 | 7600 | 0
|  | b) > 2m but ≤ 3.0m deep | No. | 0 | 10000 | 10000 | 0
5.8.2 |  | Manholes 1,250mm diameter complete with cover and frame
|  | a) > 0m but ≤ 2.0m deep | No. | 0 | 10000 | 10000 | 0
|  | b) > 2m but ≤ 3.5m deep | No. | 0 | 13000 | 13000 | 0
|  | c) > 3.5m but ≤ 5.0m deep | No. | 0 | 15000 | 15000 | 0
5.8.3 |  | Manholes 1,500mm diameter complete with cover and frame
|  | a) > 0m but ≤ 2.0m deep | No. | 0 | 13000 | 13000 | 0
|  | b) > 2m but ≤ 3.5m deep | No. | 1 | 15000 | 15000 | 15000
|  | c) > 3.5m but ≤ 5.0m deep | No. | 0 | 17000 | 17000 | 0
Carried Forward | [6 empty] | 66440
Brought Forward | [6 empty] | 66440
5.8.4 |  | Demolish existing manholes where new manholes will be constructed for pipe diameters 160mm to 600mm
|  | a) > 0m but ≤ 2.0m deep | No. | 0 | 2000 | 2000 | 0
|  | b) > 2m but ≤ 3.5m deep | No. | 0 | 3500 | 3500 | 0
|  | c) > 3.5m but ≤ 5.0m deep | No. | 0 | 5000 | 5000 | 0
d) > 5m
5.8.5 |  | Demolish existing manholes where new manholes will be constructed for pipe diameters greater than 600mm to 1200mm
|  | a) > 0m but ≤ 2.0m deep | No. | 0 | 2500 | 2500 | 0
|  | b) > 2m but ≤ 3.5m deep | No. | 1 | 3500 | 3500 | 3500
|  | c) > 3.5m but ≤ 5.0m deep | No. | 0 | 5000 | 5000 | 0
|  | d) > 5m | No. | 0 | 6000 | 6000 | 0
5.8.6 |  | Repair manhole benching in existing manholes up to 5m
|  | a) 0mm - 1000mm diameter | No. | 0 | 5000 | 5000 | 0
|  | b) 1000mm - 1250mm diameter | No. | 0 | 7000 | 7000 | 0
|  | c) 1250mm - 1500mm diameter | No. | 1 | 9000 | 9000 | 9000
5.9 | 8.2.6 | Erf connections
a) Supply, bed, lay, joint, and test new property connection inclunding all fittings related to the erf connections(length of erf connection 30metres) as per detail JW100-DET2-S01
|  | i) 110mm dia. uPVC Class 34 spigot and socket pipes including joints to existing pipes and all other fittings | No. | 0 | 10000 | 10000 | 0
b) Supply, bed, lay, joint, and test new property connection inclunding all fittings related to the erf connections as per detail JW100-DET2-S01
|  | i) 110mm uPVC Class 34 spigot and socket pipes including joints to existing pipes and all other fittings | No | 0 | 5000 | 5000 | 0
5.10 |  | (a) Provisional Amount (R) for fittings not shown on detail | P.Sum | 1 | 15000 | 15000 | 15000
|  | (b) Profit on item 5.10 (a) above | % | 15000 | 1500 | 1500 | 1500
5.11 | 8.2.11 | Connect to existing Sewers
|  | Break existing manhole, channel and benching and rebuilt manhole with new channel and benching the rate shall include any temporary sewer diversion or over pumping required | No | 2 | 10000 | 10000 | 20000
5.12 | 8.2.12 | Raising or Lowering of Existing Manholes
|  | i) 1000mm diameter | No. | 0 | 5000 | 5000 | 0
|  | ii) 1250mm diameter | No. | 0 | 6000 | 6000 | 0
|  | iii) 1500mm diameter | No. | 0 | 7000 | 7000 | 0
SCHEDULE 5: SEWERS | [6 empty] | 115440
6.0 |  | SCHEDULE 6: CCTV CAMERA SURVEY AND PIPE CRACKING
6.1 |  | CCTV surveys
6.1.1 | PS 4.2.39 | Cleaning of conduits for the following pipe diameter diameter before CCTV, pipe cracking and CIPP:
|  | a) 160 > and ≤ 355mm diameter | m | 0 | 50 | 50 | 0
|  | b) > 355mm diameter | m | 0 | 60 | 60 | 0
6.1.2 | PS 4.2.39 | Cleaning of conduits for the following pipe diameter diameter after installation if required:
|  | a) 160 > and ≤ 355mm diameter | m | 0 | 50 | 50 | 0
|  | b) > 355mm diameter | m | 2200 | 60 | 60 | 132000
6.1.3 | PS 4.2.40 | CCTV camera surveys of pipelines before upgrade works, of the following diameters. The CCTV should identify any house connections, manholes and any other detail and defects in the sewer line:
|  | a) 160 > and ≤ 355mm diameter | m | 0 | 50 | 50 | 0
|  | b) > 355mm diameter | m | 0 | 60 | 60 | 0
6.1.4 | PS 4.2.40 | CCTV camera surveys of pipelines after upgrade works, of the following diameters. The CCTV should identify any house connections, manholes and any other detail and defects in the sewer line:
|  | a) 160 > and ≤ 355mm diameter | m | 0 | 50 | 50 | 0
|  | b) > 355mm diameter | m | 2200 | 60 | 60 | 132000
6.2 |  | PIPE CRACKING
6.2.1 | P.S.4.2.50.1 | Supply, handle, lay and test through Pipe Cracking including supply of equipment (Launch and reception pits will be paid under earthworks):
(a) ALL PIPES
|  | i) DN160 | m | 0 | 370 | 370 | 0
|  | ii) DN200 | m | 0 | 400 | 400 | 0
|  | iii) DN250 | m | 0 | 440 | 440 | 0
|  | iv) DN315 | m | 0 | 460 | 460 | 0
|  | v) DN355 | m | 0 | 480 | 480 | 0
|  | vi) DN400 | m | 0 | 490 | 490 | 0
|  | (vii) DN 450 | m | 0 | 500 | 500 | 0
|  | (viii) DN 500 | m | 0 | 520 | 520 | 0
|  | (ix) DN 630 | m | 0 | 540 | 540 | 0
|  | (x) DN 710 | m | 0 | 600 | 600 | 0
|  | (xi) DN 800 | m | 0 | 640 | 640 | 0
|  | (xii) DN 900 | m | 0 | 680 | 680 | 0
|  | (xiii) DN 1000 | m | 0 | 700 | 700 | 0
|  | (xiv) DN 1200 | m | 0 | 750 | 750 | 0
6.2.2 |  | Overpumping and manhole isolation
Manhole length isolation
6.2.2.1 | P.S.4.2.50.3 | a) Plugging Conduits:
|  | i) 0 ≥ 150mm diameter | No. | 0 | 200 | 200 | 0
|  | ii) 150 > and ≤ 315mm diameter | No. | 0 | 250 | 250 | 0
|  | ii) 315 > and ≤ 500mm diameter | No. | 10 | 300 | 300 | 3000
|  | iii) 500> and ≤1000mm diameter | No. | 50 | 600 | 600 | 30000
|  | iii) 1000> and ≤1600mm diameter | No. | 0 | 1000 | 1000 | 0
6.2.2.2 | P.S.4.2.50.4 | b) Over-pumping
|  | i) 0 ≥ 150mm diameter maximum flow rate 40 litres per sec | hours | 0 | 500 | 500 | 0
|  | ii) 150 > and ≤ 315mm diameter maximum flow rate 170 litres per sec | hours | 0 | 700 | 700 | 0
|  | iii) 315 > and ≤ 500mm diameter maximum flow rate 430 litres per sec | hours | 189 | 100 | 100 | 18900
Carried Forward | [6 empty] | 315900
Brought Forward | [6 empty] | 315900
6.2.3 |  | Allow for reconnecting house connection after pipe cracking, rate shall include all fittings required (excavations and backfilling shall be paid under earthworks) | No | 0 | 3000 | 3000 | 0
6.2.4 |  | Point repairs to sewers for the following diameters before pipe cracking. Rate to include all materials and labour required. Excavation and backfilling measured under earthworks.
|  | i) DN150 | No | 0 | 150 | 150 | 0
|  | ii) DN200 | No | 0 | 170 | 170 | 0
|  | iii) DN250 | No | 0 | 190 | 190 | 0
|  | iv) DN315 | No | 0 | 200 | 200 | 0
|  | v) DN355 | No | 0 | 220 | 220 | 0
|  | vi) DN400 | No | 10 | 240 | 240 | 2400
|  | vii) DN 450 | No | 0 | 250 | 250 | 0
|  | viii) DN 525 | No | 0 | 270 | 270 | 0
|  | ix) DN 600 | No | 0 | 300 | 300 | 0
|  | x) DN 675 | No | 0 | 350 | 350 | 0
|  | xi) DN 750 | No | 10 | 450 | 450 | 4500
|  | xii) DN 825 | No | 0 | 500 | 500 | 0
|  | xiii) DN 950 | No | 0 | 550 | 550 | 0
|  | xiv) DN 900 | No | 5 | 600 | 600 | 3000
|  | xv) DN 1050 | No | 0 | 700 | 700 | 0
|  | xvi) DN 1200 | No | 0 | 800 | 800 | 0
6.2.5 |  | CIPP (CURED IN PLACE PIPE)
6.2.5.1 |  | Specialist removal/cleaning of obstructions:
|  | Precision root cutters | hr | 0 | 700 | 700 | 0
6.2.5.2 |  | Non-structural liner for the following diameters:
|  | i) DN150 | m | 0 | 50 | 50 | 0
|  | ii) DN200 | m | 0 | 100 | 100 | 0
|  | iii) DN250 | m | 0 | 150 | 150 | 0
|  | iv) DN315 | m | 0 | 200 | 200 | 0
|  | v) DN355 | m | 0 | 250 | 250 | 0
|  | vi) DN400 | m | 0 | 300 | 300 | 0
|  | vii) DN 450 | m | 0 | 350 | 350 | 0
|  | viii) DN 525 | m | 0 | 400 | 400 | 0
|  | ix) DN 600 | m | 0 | 450 | 450 | 0
|  | x) DN 675 | m | 0 | 500 | 500 | 0
|  | xi) DN 750 | m | 0 | 550 | 550 | 0
|  | xii) DN 825 | m | 0 | 600 | 600 | 0
|  | xiii) DN 950 | m | 0 | 650 | 650 | 0
|  | xiv) DN 900 | m | 0 | 700 | 700 | 0
|  | xv) DN 1050 | m | 0 | 750 | 750 | 0
|  | xvi) DN 1200 | m | 0 | 800 | 800 | 0
6.3 | SANS1200LG | PIPE JACKING
6.3.1 | 8.2.1 | Jacking Establishment
6.3.1.1 |  | a) Fixed Charges | Sum | 0 | 5000 | 5000 | 0
6.3.1.2 |  | b) Time Related charges | Sum | 0 | 15000 | 15000 | 0
6.4 | 8.2.6 | Supply and install the following pipes through pipe Jacking Method, Complete with excavations, concrete sleeve pipes to suit etc:
a) Supply and installation of in-the-wall joint concrete Sleeve pipes 100D with sliding rubber rings
6.4.1 |  | i) 900mm ND concrete pipe | m | 0 | 2100 | 2100 | 0
6.4.2 |  | ii) 1117mm ND concrete pipe | m | 0 | 2500 | 2500 | 0
6.4.3 |  | iii) 1473mm ND concrete pipe | m | 0 | 2600 | 2600 | 0
6.4.4 |  | iv) 1678mm ND concrete pipe | m | 0 | 2700 | 2700 | 0
6.4.5 |  | v) 1800mm ND concrete pipe | m | 0 | 2800 | 2800 | 0
6.4.6 |  | vi) 2000mm ND concrete pipe | m | 0 | 2900 | 2900 | 0
6.4.7 |  | vii) 2250mm ND concrete pipe | m | 0 | 3000 | 3000 | 0
6.4.8 |  | viii) 2500mm ND concrete pipe | m | 0 | 3100 | 3100 | 0
Carried Forward | [6 empty] | 325800
Brought Forward | [6 empty] | 325800
b) Supply and installation of pipes including all supports:
6.4.9 |  | i) 400mm HDPE PN16 PE100 SDR11 butt welded | m | 0 | 490 | 490 | 0
6.4.10 |  | ii) 450mm HDPE PN16 PE100 SDR11 butt welded | m | 0 | 500 | 500 | 0
6.4.11 |  | iii) 500mm HDPE PN16 PE100 SDR11 butt welded | m | 0 | 520 | 520 | 0
6.4.12 |  | iv) 630mm HDPE PN16 PE100 SDR11 butt welded | m | 0 | 540 | 540 | 0
6.4.13 |  | v) 710mm HDPE PN16 PE100 SDR11 butt welded | m | 0 | 580 | 580 | 0
6.4.14 |  | vi) 800mm HDPE PN16 PE100 SDR11 butt welded | m | 0 | 620 | 620 | 0
6.4.15 |  | vii) 900mm HDPE PN16 PE100 SDR11 butt welded | m | 0 | 650 | 650 | 0
6.4.16 |  | viii) 1000mm HDPE PN16 PE100 SDR11 butt welded | m | 0 | 680 | 680 | 0
6.4.17 |  | ix) 1200mm HDPE PN16 PE100 SDR11 butt welded | m | 0 | 720 | 720 | 0
6.5 | 8.2.7 | Extra-over for 8.2.6 for Lengths of Pipeline greater than 85 metres | m | 0 | 100 | 100 | 0
6.6 | 8.2.8 | Extra-over 8.2.6 for Excavations in Rock | m³ | 0 | 400 | 400 | 0
6.7 | 8.2.9 | Stabilisation of Unstable Areas or Grouting of Voids were Ordered by the Employer's Agent
6.7.1 |  | a) Provision and Establishment of Equipment on Site, and Removal on Completion of the Operation: | Sum | 0 | 10000 | 10000 | 0
6.7.2 |  | b) Operation of Equipment | Day | 0 | 4000 | 4000 | 0
6.7.3 |  | c) Materials used | m³ | 0 | 800 | 800 | 0
6.8 | 8.2.10 | Standing Time for Pipe Jacking Gang the Jacking Equipment Covered in 8.2.1 | hr | 0 | 500 | 500 | 0
SCHEDULE 6: CCTV CAMERA SURVEY AND PIPE CRACKING | [6 empty] | 325800
7.0 | SABS | GABIONS AND PITCHING
1200 DK
7.1 | 8.2.1 | Surface preparation for bedding of gabions
|  | a) Cavities filled with approved excavated material | m³ | 0 | 150 | 150 | 0
|  | b) Cavities filled with Grade 15 concrete | m³ | 0 | 1600 | 1600 | 0
(Provisional)
7.2 | 8.2.2 | Gabions
Supply, place, fill with stones,lacing and bracing gabions boxes or mattresses, the rate should include the supply of stones:
(Double twist hexagonal wire mesh to SANS 1580:2005) Mesh Type 80 with 2,7/3,7mm Class A Galvanised and uPVC coated wire
7.2.1 |  | a) Gabion mattrasses
|  | 2 m x 2 m x 0.3 m | m³ | 0 | 1200 | 1200 | 0
(b) Gabion boxes
|  | 1m x 1m x1m | m³ | 0 | 1200 | 1200 | 0
7.3 | 8.2.4 | Supply and install Geotextile membrane:
7.3.1 |  | a) AG150 - Minimun Energy Absorption - 4,0kN/m | m² | 0 | 50 | 50 | 0
7.4 | 8.2.5 | Pitching
7.4.1 |  | a) Medium pitching - plain | m² | 0 | 50 | 50 | 0
SCHEDULE 7: GABIONS AND PITCHING | [6 empty] | 0
8.0 |  | SCHEDULE 8 : Ablution Blocks and VIP Toilets
8.1 | PA | VIP AND ABLUTION BLOCKS:
| PA 3.1 | (a) Supply, Deliver and install a pre cast VIP toilet including all accessories | No | 0 | 20000 | 20000 | 0
| PA 3.2 | (b) Supply, Deliver and install a Precast VIP toilet for disabled people icluding all accesories | No | 0 | 25000 | 25000 | 0
| PA 3.3 | (c) Supply, Deliver and install Precast Waterborne toilet including all accessories including drainnage connection with all accessories | No | 0 | 25000 | 25000 | 0
| PA 3.4 | (d) Supply, Deliver and install Precast Waterborne toilet for disabled people including all accessories including drainnage connection with all accessories | No | 0 | 30000 | 30000 | 0
8.2 |  | VIP SUBSTRUCTURE
| PA 3.5 | (a) Supply, Deliver and install a pre cast VIP sub structure complete with beams | No | 0 | 10000 | 10000 | 0
| PA 3.6 | (b) Supply and Erection of Brickworks ( Excavation to be paid under Section D) | m2 | 0 | 550 | 550 | 0
| PA 3.7 | c) Supply and pplication of Water proof sealant only on instruction of Employer's Agent | m2 | 0 | 150 | 150 | 0
| PA 2.3 | (d) Extraover of 6mm single coat cement plaster on brick substructure according to | m2 | 0 | 100 | 100 | 0
SANS 2001-EMI: 2007
8.3 |  | ABLUTION BLOCKS:
| PA 3.8 | (a) Supply and Install 12m X 2.4m Prefabricated Female Ablution Unit | No | 0 | 120000 | 120000 | 0
| PA 3.9 | (b) Supply and Install 12m X 2.4m Prefabricated Male Ablution Unit | No | 0 | 120000 | 120000 | 0
| PA 3.10 | (c) Supply and install 6m X 2.4m Prefabricated Male Ablution Unit | No | 0 | 120000 | 120000 | 0
| PA 3.11 | (d) Supply and install 6m X 2.4m Prefabricated Female Ablution Unit | No | 0 | 120000 | 120000 | 0
8.4 | PA | Wash Trouph:
|  | (a) Provide and install double concrete wash trough including stand, two taps, | No | 0 | 5000 | 5000 | 0
fixing into the ablution Block, drainnage and water connection
8.5 | PA | Guard House
|  | (a) Provsional sum for supply and erection of security guard house | P/S | 0 | 10000 | 10000 | 0
8.6 | PA | Supply and erection of new fencing material:
| PA | a) Supply, delivery and installation of steel wire mesh fencing around the ablution blocks (0.9mm x 90mm x 1.8mm x 5000mm) including gate, galvanised steel poles, concrete footings, transportation and installation (incl. labour) | m | 0 | 1200 | 1200 | 0
SCHEDULE 8 : Ablution Blocks and VIP Toilets | [6 empty] | 0
Summary Page
1 |  | SCHEDULE 1: PRELIMINARY AND GENERAL |  | 5386200
2 |  | SCHEDULE 2: SITE CLEARANCE |  | 1161585
3 |  | SCHEDULE 3: EARTHWORKS (PIPE TRENCHES) |  | 7272400
4 |  | SCHEDULE 4: BEDDING (PIPES) |  | 1835940
5 |  | SCHEDULE 5: SEWERS |  | 115440
6 |  | SCHEDULE 6: CCTV CAMERA SURVEY AND PIPE CRACKING |  | 325800
7 |  | SCHEDULE 7: GABIONS AND PITCHING |  | 0
8 |  | SCHEDULE 8 : Ablution Blocks and VIP Toilets |  | 0
9 |  | SUBTOTAL |  | 16097365
10 |  | Allowance for Escallations |  | 4394580.645
11 |  | TOTAL |  | 20491945.645
12 |  | Add 15% VAT |  | 3073791.8468
13 |  | Grand Total |  | 23565737.4917
|  | Construction Duration |  | 10 |  | Month(s)
|  | Anticipated Start Date |  | 2024-12-31
|  | Anticipated Completion Date |  | 2025-11-06
|  |  |  | 27 |  | 0.065 | 2825087.5575
|  |  |  | 15 |  | 0.065 | 1569493.0875
4394580.645
Formulas:
Rate (Esc) = IF(TODAY()<45150,[Blackcherry],IF(TODAY()<45515,[Blackcherry]*(1+Escalations!$D3),[Blackcherry]*(1+Escalations!$D3)*(1+Escalations!$D4)))

## Buzaphi (hidden)
Item No. | Payment Clause | Description | Unit | Qty | Buzaphi | Rate (Esc) | Amount
1 | SABS 1200A & 1200AB | SCHEDULE 1: PRELIMINARY AND GENERAL
1.1 | 8.3 | FIXED-CHARGE ITEMS
1.1.1 | 8.3.1 | Contractual requirements | Sum | 1 | 9571350 | 9571350 | 9571350
1.1.2 | 8.3.2 | Provision of facilities on site:
| 8.3.2.1 | 1) Facilities for Engineer:
|  | a)Engineers Office Type 2 and parking (No.=2) | Sum | 1 | 15000 | 15000 | 15000
|  | b)Nameboards (No=2) | Sum | 1 | 19000 | 19000 | 19000
|  | c) Communication | P/S | 0 | 15000 | 15000 | 0
|  | d) Overhead profit on item 1.1.2(c) above | % | 15000 | 0.1 | 0.1 | 1500
|  | e) Meeting room Type 1 | Sum | 1 | 2500 | 2500 | 2500
|  | f) Latrine facilities | Sum | 1 | 3500 | 3500 | 3500
1.1.3 | 8.3.2.2 | 2) Facilities for the Contractor
|  | a) Offices and storage sheds | Sum | 1 | 75000 | 75000 | 75000
|  | b) Ablution and latrine facilities | Sum | 1 | 10000 | 10000 | 10000
|  | c) Tools and equipment | Sum | 1 | 90000 | 90000 | 90000
|  | d) Access (see sub-clause 5.8) | Sum | 1 | 25000 | 25000 | 25000
|  | e) Water supplies, electric power and communications | Sum | 1 | 35000 | 35000 | 35000
|  | f) Dealing with water | Sum | 1 | 65000 | 65000 | 65000
1.1.4 | PSA 8.3.5.2 | OHS Act Obligations (Compilation of OHSAct file) | Sum | 1 | 26000 | 26000 | 26000
1.1.5 |  | Complaince with all COVID fixed items Requirements | Sum | 0 | 54000 | 54000 | 0
1.1.6 | PSA 8.3.5.3 | EMP Obligations | Sum | 1 | 25000 | 25000 | 25000
1.1.7 | PSA 8.3.5.1 | Issuing of notices to consumers also refer to PS6.6 | Sum | 1 | 20000 | 20000 | 20000
1.1.8 | 8.3.4 | Removal of site Establishment | Sum | 1 | 55000 | 55000 | 55000
1.2 | 8.4 | TIME RELATED ITEMS
1.2.1 | 8.4.1 | Contractual requirements | month | 10 | 55000 | 55000 | 550000
| 8.4.2 | Operation and maintainance of facilities on site.
1.2.2 | 8.4.2.1 | 1) Facilities for Engineer:
|  | a)Engineers Office Type 2 and parking (No.=2) | month | 10 | 3800 | 3800 | 38000
|  | b)Nameboards (No=2) | month | 10 | 100 | 100 | 1000
|  | c) Communication | P/S | 0 | 15000 | 15000 | 0
|  | d) Overhead profit on item 1.2.2(c) above | % | 0 | 0.1 | 0.1 | 0
|  | e) Meeting room Type 1 | month | 10 | 4200 | 4200 | 42000
|  | f) Latrine facilities | month | 10 | 1400 | 1400 | 14000
1.2.3 | 8.4.2.2 | Facilities for the Contractor:
|  | a) Offices and storage sheds | month | 10 | 11200 | 11200 | 112000
|  | b) Ablution and latrine facilities | month | 10 | 2400 | 2400 | 24000
|  | c) Tools and equipment | month | 10 | 700 | 700 | 7000
|  | d) Access (see sub-clause 5.8) | month | 10 | 1000 | 1000 | 10000
|  | e) Plant | month | 10 | 5000 | 5000 | 50000
|  | f) Water supplies, electric power and communications | month | 10 | 1200 | 1200 | 12000
|  | g) Dealing with water | month | 10 | 1000 | 1000 | 10000
1.2.4 | 8.4.3 | Supervision for the duration of construction | month | 10 | 145000 | 145000 | 1450000
1.2.5 | 8.4.4 | Company and head office overhead costs for the duration of the Contract | month | 10 | 45000 | 45000 | 450000
1.2.6 | PSA 8.4.6.2 | Security Services | month | 10 | 65000 | 65000 | 650000
1.3 | OHS Spec. | Allow for compliance with all aspects of the OHS specification including:
1.3.1 | PSA 8.4.6.4 | Risk assesment | month | 10 | 1500 | 1500 | 15000
1.3.2 | PSA 8.4.6.1(1) | Complaince with Health and Safety Plan including Safety Officer Salary | month | 10 | 950 | 950 | 9500
1.3.3 |  | Complaince with all COVID requirements | month | 0 | 29566 | 29566 | 0
Carried Forward | [6 empty] | 13483350
Brought Forward | [6 empty] | 13483350
1.4 | EMP | Allow for compliance with all aspects of the EMP/Authorizations including
1.4.1 | PSA 8.4.6.1(2) | a)Environmental Officer Salary | month | 10 | 55000 | 55000 | 550000
1.4.2 | PSA 8.4.6.1(3) | b) Environmental Control Officer | P/S | 0 | 360000 | 360000 | 0
1.4.3 |  | c) Overheads, charges and profit on item 1.4.2(b) above | % | 0 | 0.1 | 0.1 | 0
1.5 | 8.6 | Prime cost items
1.5.1 |  | a) Materials used in the execution of dayworks | P/S | 1 | 20000 | 20000 | 20000
1.5.2 |  | b) Overheads, charges and profit on item 1.4.1(a) above | % | 20000 | 0.1 | 0.1 | 2000
1.6 | 8.8 | TEMPORARY WORKS
1.6.1 | 8.8.2 | Dealing with traffic for the duration of the Contract | Sum | 1 | 165000 | 165000 | 165000
1.6.2 | 8.8.6 | Dealing with water | Sum | 1 | 90000 | 90000 | 90000
1.6.3 | 8.8.4 | Existing services
1.6.4 | PSA 8.8.4 (a) | a) Supply or hire of specialist equipment for the detection and Scanning of existing services. | P/S | 1 | 50000 | 50000 | 50000
1.6.5 |  | Profit on item 1.6.4 (a) above | % | 50000 | 0.1 | 0.1 | 5000
1.6.6 | PSA 8.8.4 (b) | b) Excavation by hand to expose existing services. | m3 | 100 | 0 | 0 | 0
1.7 | PSA 8.5 | PROVISIONAL SUMS STATED BY ENGINEER
|  | a) Reinstatement of asphalt by JRA | P/S | 1 | 500000 | 500000 | 500000
|  | b) Engineer's Equipment and Independent testing | P/S | 1 | 100000 | 100000 | 100000
|  | c) Temporary protection of existing services | P/S | 1 | 45000 | 45000 | 45000
|  | d) Community Liaison Officer | P/S | 1 | 100000 | 100000 | 100000
|  | e) Landscaping and including irrigation system | P/S | 1 | 50000 | 50000 | 50000
|  | f) Relocation of existing services | P/S | 1 | 25000 | 25000 | 25000
|  | g) Training of local labour | P/S | 1 | 100000 | 100000 | 100000
|  | h) Alterations and connection to Municipal services and repair to damaged services where approved by Engineer | P/S | 1 | 20000 | 20000 | 20000
|  | i) Disposal of Asbestos | P/S | 0 | 100000 | 100000 | 0
|  | j) Investigations as ordered by the Engineer | P/S | 1 | 120000 | 120000 | 120000
|  | k) Survey as per the Engineer's instruction. Rate to include for a CD with AutoCAD drawing/s and co-ordinates data in CSV or text format. | P/S | 1 | 250000 | 250000 | 250000
|  | l) Overheads, charges and profit on items (a-k) above | % | 1410000 | 0.1 | 0.1 | 141000
1.8 | P.S 3.2.8 | m) Overheads, charges and profit on items and Management fees for SMMEs based on SMME value paid to them (Value of Provisional Sum provided is indicative and will depend on a work package allocation) | P/S | 1 | 100000 | 100000 | 100000
|  | n) Overheads, charges and profit on item m above (Value of Provisional Sum provided is indicative and will depend on a work package allocation) | % | 6756181.8 | 0.1 | 0.1 | 675618.18
1.9 | 8.7 | Day works (to be executed on instruction from the Engineer)
Labour
|  | a) Unskilled | hr | 10 | 65 | 65 | 650
|  | b) Semi skilled | hr | 10 | 70 | 70 | 700
|  | c) Skilled | hr | 10 | 110 | 110 | 1100
|  | d) Armed Security guard | hr | 10 | 520 | 520 | 5200
Tipper truck
|  | a) Capacity 6m³ (small) | hr | 10 | 390 | 390 | 3900
|  | b) Capacity 10m³ (medium) | hr | 10 | 420 | 420 | 4200
|  | c) Capacity 12m³ (large) | hr | 10 | 500 | 500 | 5000
Flat bed tracks
|  | a) Capacity 3 ton (small) | hr | 10 | 190 | 190 | 1900
|  | b) Capacity 5 ton (medium) | hr | 10 | 257 | 257 | 2570
|  | c) Capacity 10 ton (large) | hr | 10 | 290 | 290 | 2900
LDV's
Carried Forward | [6 empty] | 16620088.18
Brought Forward | [6 empty] | 16620088.18
|  | a) Capacity 1 ton | hr | 10 | 60 | 60 | 600
Conservancy/ Water tankers
|  | a) Capacity 6,000 litres (small) | hr | 10 | 360 | 360 | 3600
|  | b) Capacity 9,000 litres (medium) | hr | 10 | 400 | 400 | 4000
|  | c) Capacity 15,000 litres (large) | hr | 10 | 475 | 475 | 4750
Excavator (Crawler excavator)
|  | a) 20 tonne | hr | 10 | 570 | 570 | 5700
|  | b) 30 tonne | hr | 10 | 750 | 750 | 7500
TLB's (Tractor loader backhoe)
|  | a) 2x4 | hr | 10 | 420 | 420 | 4200
|  | b) 4x4 | hr | 10 | 490 | 490 | 4900
Walk behind vibrating rollers
|  | a) Model BW 61 (small) | hr | 10 | 60 | 60 | 600
|  | b) Model BW 76 (medium) | hr | 10 | 75 | 75 | 750
|  | c) Model BW 90 (large) | hr | 10 | 90 | 90 | 900
Compactors
|  | b) Plate compactor | hr | 10 | 45 | 45 | 450
Compressors (Potable Diesiel Compressor)
|  | a) Small | hr | 10 | 120 | 120 | 1200
|  | b) Medium | hr | 10 | 165 | 165 | 1650
|  | c) Large | hr | 10 | 290 | 290 | 2900
Portable water pumps
|  | a) Small | hr | 10 | 750 | 750 | 7500
|  | b) Medium | hr | 10 | 100 | 100 | 1000
|  | c) Large | hr | 10 | 260 | 260 | 2600
SCHEDULE 1: PRELIMINARY AND GENERAL: CARRIED TO SUMMARY | [6 empty] | 16674888.18
2 | SANS 1200C | SCHEDULE 2: SITE CLEARANCE
2.1 | 8.2.1 | Clear and grub for width of 3 metres along the pipe route | m | 2200 | 25 | 25 | 55000
2.2 | PSC 8.2.5 | Take down existing masonry walls, palisade fences and other obstructions on the pipe route
|  | a)110mm wall | m² | 50 | 128.4 | 128.4 | 6420
|  | b) 220mm wall | m² | 50 | 218.4 | 218.4 | 10920
|  | c) 330mm wall | m² | 50 | 288 | 288 | 14400
|  | d) steel pallisade fences | m² | 50 | 60 | 60 | 3000
2.3 | 8.2.10 | Remove topsoil to nominal depth of 150mm and stockpile | m³ | 1485 | 78 | 78 | 115830
2.4 | PSC 8.2.11b | Removal of man-made surfaces
a) Roadway, Asphalt and other layers
|  | i) Asphalt (≤ 50mm thick) and including base, sub-base and subgrades layers up to 800mm deep | m² | 150 | 212 | 212 | 31800
|  | ii) Asphalt (> 50mm ≤ 100mm thick) and including base, sub-base and subgrades layers up to 800mm deep | m² | 150 | 280 | 280 | 42000
b) Footways and Driveways
|  | i) Asphalt ≤ 50mm thickness | m² | 75 | 45 | 45 | 3375
|  | ii) Asphalt > 50 ≤ 100mm thickness | m² | 75 | 60 | 60 | 4500
|  | iii) Interlocking concrete segmental paving blocks (all colours) | m² | 650 | 40 | 40 | 26000
|  | iv) Concrete slabs (450 x 450mm) | m² | 50 | 40 | 40 | 2000
|  | v)Brick paving | m² | 30 | 56 | 56 | 1680
|  | vi)Unreinforced concrete ≤ 75mm thick | m² | 10 | 114 | 114 | 1140
|  | vii)Reinforced concrete ≤ 75mm thick | m² | 10 | 0 | 0 | 0
|  | viii)Grassing | m² | 1650 | 3 | 3 | 4950
|  | ix)Kerbing (all types of kerbing) | m | 175 | 60 | 60 | 10500
2.4.1 | PSC 8.2.12.1 | Backfilling and reinstatement of roads
|  | (a) 150mm base | m³ | 110 | 220 | 220 | 24200
|  | (b) 150mm subbase | m³ | 110 | 140 | 140 | 15400
|  | (c)150mm selected subgrade | m³ | 300 | 90 | 90 | 27000
2.4.2 | PSC 8.2.12.2 | Backfilling and reinstatement of footways
a)Using removed materials:
|  | Interlocking concrete segmental paving blocks (all colours) | m² | 650 | 110 | 110 | 71500
|  | Brick paving | m² | 30 | 110 | 110 | 3300
|  | Grassing | m² | 350 | 12 | 12 | 4200
|  | Kerbing (all types of kerbing) | m | 175 | 65 | 65 | 11375
b)
|  | ≤50mm thick Bitumen hot - mix: Fine | m² | 225 | 190 | 190 | 42750
|  | >50mm≤100mm thick Bitumen hot - mix: Fine | m² | 225 | 240 | 240 | 54000
|  | Interlocking concrete segmental paving blocks, including a 20mm river sand bedding layer, jointing sand (plaster sand) and mortar infill between edge restraint and blocks | m² | 150 | 285 | 285 | 42750
|  | Concrete slabs (450 x 450mm) including a 20mm river sand bedding layer, jointing mortar | m² | 50 | 800 | 800 | 40000
|  | Brick paving including a 20mm river sand bedding layer, jointing sand (plaster sand) and mortar infill between edge restraint and bricks | m² | 18 | 285 | 285 | 5130
Carried Forward | [6 empty] | 675120
Brought Forward | [6 empty] | 675120
|  | Unreinforced concrete ≤ 75mm thick (15MPa) | m² | 10 | 90 | 90 | 900
|  | Reinforced concrete ≤ 75mm thick (15MPa) | m² | 10 | 132 | 132 | 1320
|  | Grassing | m² | 1300 | 15 | 15 | 19500
|  | Kerbing, including a 50mm bedding (cement and river sand), jointing mortar and 15MPa concrete haunching at all joints | m | 10 | 220 | 220 | 2200
2.4.3 | PSC 8.2.13 | Reinstatement of existing masonry walls and palisade fences
a) Face Brick
|  | 110mm wall | m² | 25 | 390 | 390 | 9750
|  | 220mm wall | m² | 25 | 480 | 480 | 12000
|  | 330mm wall | m² | 25 | 575 | 575 | 14375
b) Plastered
|  | 110mm wall | m² | 25 | 120 | 120 | 3000
|  | 220mm wall | m² | 25 | 120 | 120 | 3000
|  | 330mm wall | m² | 25 | 120 | 120 | 3000
|  | c)Steel Palisade fences (2.1m height) | m² | 50 | 918 | 918 | 45900
|  | d)Reinstatement of existing outer buildings to its original state or to Enginner satisifaction | No. | 0 | 70000 | 70000 | 0
SCHEDULE 2: SITE CLEARANCE: CARRIED TO SUMMARY | [6 empty] | 790065
3.0 | SANS 1200DB | SCHEDULE 3: EARTHWORKS (PIPE TRENCHES)
3.1 | 8.3.2 | Excavation
(a) Excavate in all materials, backfill and compact and dispose of surplus and unsuitable materials within the free haul distance, for trenches (including shoring and or bracing of trench sides)
|  | i) > 0m but ≤ 1.5m deep | m³ | 5840 | 90 | 90 | 525600
|  | ii) > 1.5m but ≤ 2.5m deep | m³ | 3960 | 160 | 160 | 633600
|  | iii) > 2.5m but ≤ 3.5m deep | m³ | 3960 | 240 | 240 | 950400
|  | iv) > 3.5m deep | m³ | 1650 | 264 | 264 | 435600
(b) Extra over item (a) above for:
|  | i) Intermediate material | m³ | 2500 | 280 | 280 | 700000
|  | ii) Hard rock material | m³ | 1650 | 550 | 550 | 907500
|  | iii) Boulder excavation | m³ | 750 | 790 | 790 | 592500
3.2 | 8.3.3 | Excavation ancillaries
| 8.3.3.1 | Make up deficiency in backfill material:
|  | a) By importation from commercial source or off-site sources selected by the Contractor | m³ | 2500 | 420 | 420 | 1050000
3.3 |  | Additional compaction
| 8.3.3.3 | Compaction in road reserve
|  | a) Additional compaction to 93% mod AASHTO density in road reserves | m³ | 520 | 170 | 170 | 88400
3.4 | PSDB 8.3.5 | Existing services that intersect or adjoin a pipe trench:
a) Service that intersect a trench
|  | (i) Cables. | No. | 85 | 350 | 350 | 29750
|  | (ii) Water mains | No. | 25 | 350 | 350 | 8750
|  | (iii) Water house connections | No. | 125 | 350 | 350 | 43750
|  | (iv) Sewer pipes up to 400 mm dia. | No. | 55 | 500 | 500 | 27500
|  | (v) Storm water pipes up to 1050 mm dia. | No. | 45 | 750 | 750 | 33750
|  | (vi) Kerbs and channels | No. | 56 | 350 | 350 | 19600
b) Services that adjoin a trench
|  | (i) Cables. | m | 750 | 100 | 100 | 75000
|  | (ii) Water mains | m | 750 | 100 | 100 | 75000
|  | (iii) Storm water pipes up to 1050 mm dia. | m | 1680 | 300 | 300 | 504000
|  | (iv) Kerbs and channels | m | 780 | 100 | 100 | 78000
|  | (v) Sewer pipes up to 400 mm dia. | m | 2200 | 200 | 200 | 440000
3.4 | PSDB 8.3.5 | (c) Services that require special care | No | 15 | 250 | 250 | 3750
SCHEDULE 3: EARTHWORKS (PIPE TRENCHES): CARRIED TO SUMMARY | [6 empty] | 2477250
4.0 | SANS 1200LB | SCHEDULE 4: BEDDING (PIPES)
4.1 |  | Provision of bedding:
4.1.1 | 8.2.1 | (a) from trench excavations
|  | i) selected granular material | m³ | 2711 | 115 | 115 | 311765
|  | ii) selected fill material | m³ | 660 | 135 | 135 | 89100
4.1.2 | 8.2.2.3 | (b) from commercial sources
|  | i) selected granular material | m³ | 290 | 320 | 320 | 92800
|  | ii) selected fill material | m³ | 120 | 320 | 320 | 38400
|  | (iii) Bidim A2 | m² | 1800 | 35 | 35 | 63000
|  | (iv) 19mm crusher run stone | m³ | 275 | 420 | 420 | 115500
|  | (v) Dump Rock | m³ | 225 | 950 | 950 | 213750
SCHEDULE 4: BEDDING (PIPES): CARRIED TO SUMMARY | [6 empty] | 924315
5.0 | SANS 1200LD | SCHEDULE 5: SEWERS
5.1 | 8.2.1 | Supply, lay, joint, bed, backfill on Flexible bedding and test the following pipes as detailed in the project specifications for gravity lines:
5.1.1 |  | (a) Class 34/300 uPVC heavy duty sewer pipe
|  | i) DN160 | m | 0 | 180 | 180 | 0
|  | ii) DN200 | m | 0 | 290 | 290 | 0
|  | iii) DN250 | m | 0 | 460 | 460 | 0
|  | iv) DN315 | m | 0 | 725 | 725 | 0
|  | v) DN355 | m | 0 | 946 | 946 | 0
|  | vi) DN400 | m | 0 | 1170 | 1170 | 0
|  | (vii) DN 450 | m | 0 | 1609 | 1609 | 0
|  | (vii) DN 500 | m | 0 | 2545 | 2545 | 0
|  | (ix) DN 630 | m | 0 | 3245 | 3245 | 0
5.1.2 |  | (b) HDPE PE100 PN8
|  | i) DN160 | m | 0 | 167 | 167 | 0
|  | ii) DN200 | m | 0 | 260 | 260 | 0
|  | iii) DN250 | m | 0 | 400 | 400 | 0
|  | iv) DN315 | m | 0 | 635 | 635 | 0
|  | v) DN355 | m | 0 | 810 | 810 | 0
|  | vi) DN400 | m | 0 | 1030 | 1030 | 0
|  | (vii) DN 450 | m | 0 | 1305 | 1305 | 0
|  | (viii) DN 500 | m | 0 | 1609 | 1609 | 0
|  | (ix) DN 630 | m | 0 | 2545 | 2545 | 0
|  | (x) DN 710 | m | 0 | 3245 | 3245 | 0
|  | (xi) DN 800 | m | 0 | 4005 | 4005 | 0
|  | (xii) DN 900 | m | 0 | 5205 | 5205 | 0
|  | (xiii) DN 1000 | m | 0 | 6598 | 6598 | 0
|  | (xiv) DN 1200 | m | 0 | 7540 | 7540 | 0
5.1.3 |  | (c) Concrete heavy duty sewer pipe Class 100D-SI pipes with sacrificial layer.
|  | i) DN300 | m | 0 | 290 | 290 | 0
|  | ii) DN375 | m | 0 | 345 | 345 | 0
|  | (iii) DN 450 | m | 0 | 430.56 | 430.56 | 0
|  | (iv) DN 525 | m | 0 | 540 | 540 | 0
|  | (v) DN 600 | m | 0 | 750 | 750 | 0
|  | (vi) DN 675 | m | 0 | 920 | 920 | 0
|  | (vii) DN 750 | m | 0 | 950 | 950 | 0
|  | (viii) DN 825 | m | 0 | 1290 | 1290 | 0
|  | (ix) DN 900 | m | 0 | 1592 | 1592 | 0
|  | (x) DN 1050 | m | 0 | 2439 | 2439 | 0
|  | (xi) DN 1200 | m | 0 | 3405 | 3405 | 0
Carried Forward | [6 empty] | 0
Brought Forward | [6 empty] | 0
5.1.4 |  | (d) HDPE spiral reinforced pipes
|  | (i) DN400 | m | 0 | 776 | 776 | 0
|  | (ii) DN 450 | m | 0 | 1100 | 1100 | 0
|  | (iii) DN 500 | m | 0 | 1096 | 1096 | 0
|  | (iv) DN 600 | m | 0 | 1754 | 1754 | 0
|  | (v) DN 700 | m | 0 | 2157 | 2157 | 0
|  | (vi) DN 800 | m | 0 | 2520 | 2520 | 0
|  | (vii) DN 900 | m | 0 | 3385 | 3385 | 0
|  | (viii) DN 1000 | m | 0 | 3840 | 3840 | 0
|  | (ix) DN 1100 | m | 0 | 4700 | 4700 | 0
|  | (x) DN 1200 | m | 0 | 5700 | 5700 | 0
5.2 |  | Sewer Rising Mains:
5.2.1 |  | a) Supply, lay, bed (class B bedding), all test and disinfect, backfill sipogot and socket joints high impact mPVC Class 16 pipes:
|  | i) DN315 | m | 0 | 2700 | 2700 | 0
5.2.2 |  | b) Supply, lay, bed (class B bedding), all test and disinfect, backfill complete joints to be butt welded or electro fusion, HDPE PE100 SDR11 PN16 pipes:
|  | i) DN315 | m | 0 | 1156 | 1156 | 0
|  | ii) DN355 | m | 0 | 1465 | 1465 | 0
|  | iii) DN400 | m | 0 | 1860 | 1860 | 0
|  | iv) DN450 | m | 0 | 2360 | 2360 | 0
|  | v) DN500 | m | 0 | 3645 | 3645 | 0
|  | vi) DN630 | m | 0 | 4620 | 4620 | 0
5.2.3 |  | c) Supply, lay, bed (class B bedding), all test and disinfect, backfill complete OPVC Class 16 pipes to SANS 16422, joints to be spigot and socket, thrust/anchor blocks to be provided at every change in direction:
|  | i) DN355 | m | 0 | 2180 | 2180 | 0
|  | ii) DN400 | m | 0 | 2780 | 2780 | 0
|  | iii) DN450 | m | 0 | 3297 | 3297 | 0
|  | iv) DN500 | m | 0 | 4071 | 4071 | 0
|  | v) DN560 | m | 0 | 6107 | 6107 | 0
|  | vi) DN630 | m | 0 | 6964 | 6964 | 0
| 8.2.2 | Extra-over for 5.1 for the supply, lay and bedding of Specials with couplings:
5.3 |  | Fittings to suit High Impact Class 16 uPVC pipes
5.3.1 |  | a) Shouldered end Steel Bends Fusion Bonded Epoxy coated 250 microns including thrust blocks to suit high impact uPVC pipe:
DN315
|  | i) 11¼° | No | 0 | 2506 | 2506 | 0
|  | ii) 22.5° | No | 0 | 2917 | 2917 | 0
|  | iii) 45° | No | 0 | 3022 | 3022 | 0
|  | iv) 90° | No | 0 | 4222 | 4222 | 0
Carried Forward | [6 empty] | 0
Brought Forward | [6 empty] | 0
5.4 |  | Fittings to suit HDPE PN 16 SDR 11 PE 100 pipes
5.4.1 |  | a) Extruded bends for HDPE pipe PN16 SDR11 PE100
|  | i) 90⁰ bend for 315 diameter pipe | No | 0 | 5970 | 5970 | 0
|  | ii) 90⁰ bend for 350 diameter pipe | No | 0 | 7307 | 7307 | 0
|  | iii) 90⁰ bend for 400 diameter pipe | No | 0 | 9301 | 9301 | 0
|  | iv) 90⁰ bend for 450 diameter pipe | No | 0 | 11575 | 11575 | 0
|  | v) 90⁰ bend for 500 diameter pipe | No | 0 | 14057 | 14057 | 0
|  | vi) 90⁰ bend for 560 diameter pipe | No | 0 | 24683 | 24683 | 0
|  | vii) 90⁰ bend for 600 diameter pipe | No | 0 | 38565 | 38565 | 0
|  | viii) 45⁰ bend for 315 diameter pipe | No | 0 | 5970 | 5970 | 0
|  | xi) 45⁰ bend for 350 diameter pipe | No | 0 | 7307 | 7307 | 0
|  | x) 45⁰ bend for 400 diameter pipe | No | 0 | 9301 | 9301 | 0
|  | xi) 45⁰ bend for 450 diameter pipe | No | 0 | 11575 | 11575 | 0
|  | xii) 45⁰ bend for 500 diameter pipe | No | 0 | 14057 | 14057 | 0
|  | xiii) 45⁰ bend for 560 diameter pipe | No | 0 | 24683 | 24683 | 0
|  | xiv) 45⁰ bend for 600 diameter pipe | No | 0 | 38565 | 38565 | 0
|  | xv) 22.5⁰ bend for 315 diameter pipe | No | 0 | 5970 | 5970 | 0
|  | xvi) 22.5⁰ bend for 350 diameter pipe | No | 0 | 7307 | 7307 | 0
|  | xvii) 22.5⁰ bend for 400 diameter pipe | No | 0 | 9301 | 9301 | 0
|  | xviii) 22.5⁰ bend for 450 diameter pipe | No | 0 | 11575 | 11575 | 0
|  | xix) 22.5⁰ bend for 500 diameter pipe | No | 0 | 14057 | 14057 | 0
|  | xx) 22.5⁰ bend for 560 diameter pipe | No | 0 | 24683 | 24683 | 0
|  | xxi) 22.5⁰ bend for 600 diameter pipe | No | 0 | 38565 | 38565 | 0
|  | xxii) 11¼⁰ bend for 315 diameter pipe | No | 0 | 5970 | 5970 | 0
|  | xxiii) 11¼⁰ bend for 350 diameter pipe | No | 0 | 7307 | 7307 | 0
|  | xxiv) 11¼⁰ bend for 400 diameter pipe | No | 0 | 9301 | 9301 | 0
|  | xxv) 11¼⁰ bend for 450 diameter pipe | No | 0 | 11575 | 11575 | 0
|  | xxvi) 11¼⁰ bend for 500 diameter pipe | No | 0 | 14057 | 14057 | 0
|  | xxvii) 11¼⁰ bend for 560 diameter pipe | No | 0 | 24683 | 24683 | 0
|  | xxviii) 11¼⁰ bend for 600 diameter pipe | No | 0 | 38565 | 38565 | 0
b) Stub and Flange for HDPE PN16 PE100 SDR11
|  | i) Stub and Flange for 315 diameter pipe | No | 0 | 1281 | 1281 | 0
|  | ii) Stub and Flange for 350 diameter pipe | No | 0 | 1850 | 1850 | 0
|  | iii) Stub and Flange for 400 diameter pipe | No | 0 | 2497 | 2497 | 0
|  | iv) Stub and Flange for 450 diameter pipe | No | 0 | 3288 | 3288 | 0
|  | v) Stub and Flange for 500 diameter pipe | No | 0 | 4037 | 4037 | 0
|  | vi) Stub and Flange for 560 diameter pipe | No | 0 | 5493 | 5493 | 0
|  | vii) Stub and Flange for 600 diameter pipe | No | 0 | 9243 | 9243 | 0
Carried Forward | [6 empty] | 0
Brought Forward | [6 empty] | 0
5.5 |  | Fittings to suit OPVC spigot & Socket ended pipes
5.5.1 |  | Spigot & socket ended Steel Bends Fusion Bonded Epoxy coated 250 microns including thrust blocks to suit OPVC pipes:
DN355
|  | i) 11¼° | No | 0 | 9030 | 9030 | 0
|  | ii) 22.5° | No | 0 | 9030 | 9030 | 0
|  | iii) 45° | No | 0 | 8995 | 8995 | 0
|  | iv) 90° | No | 0 | 11777 | 11777 | 0
DN400
|  | i) 11¼° | No | 0 | 11215 | 11215 | 0
|  | ii) 22.5° | No | 0 | 11215 | 11215 | 0
|  | iii) 45° | No | 0 | 11847 | 11847 | 0
|  | iv) 90° | No | 0 | 14719 | 14719 | 0
DN500
|  | i) 11¼° | No | 0 | 16567 | 16567 | 0
|  | ii) 22.5° | No | 0 | 16567 | 16567 | 0
|  | iii) 45° | No | 0 | 17609 | 17609 | 0
|  | iv) 90° | No | 0 | 22735 | 22735 | 0
DN550
|  | i) 11¼° | No | 0 | 17190 | 17190 | 0
|  | ii) 22.5° | No | 0 | 17190 | 17190 | 0
|  | iii) 45° | No | 0 | 18235 | 18235 | 0
|  | iv) 90° | No | 0 | 23735 | 23735 | 0
DN600
|  | i) 11¼° | No | 0 | 21340 | 21340 | 0
|  | ii) 22.5° | No | 0 | 21340 | 21340 | 0
|  | iii) 45° | No | 0 | 27092 | 27092 | 0
|  | iv) 90° | No | 0 | 38965 | 38965 | 0
5.6 | PSL 8.2.19(b) | Supply, handle, fixing, lay, bed of single chamber flanged double acting air release valves, complete with all fittings for connection to main line as per detail JW100-DET14-W01. (Rate to include all fittings required including isolation valve, couplings, wrapping of joints, chamber and cover , etc.) Air valves to be PN16 and Double Fusion Epoxy Bonded coated.
|  | i) DN80 | No | 0 | 26040 | 26040 | 0
|  | ii) DN100 | No | 0 | 29586 | 29586 | 0
|  | iii)DN150 | No | 9 | 40000 | 40000 | 360000
|  | iv)DN200 | No | 0 | 50000 | 50000 | 0
|  | v)DN250 | No | 0 | 65000 | 65000 | 0
5.7 |  | Supply, handle, lay and test through Horizotal Direction Drilling (through soft, medium and hard material) for depth not exceeding 10metres including supply of equipment for road crossings (Launch and reception pits will be paid under earthworks):
Carried Forward | [6 empty] | 360000
Brought Forward | [6 empty] | 360000
5.7.1 |  | (a) HDPE PE100 PN 8
|  | i) DN160 | m | 0 | 3520 | 3520 | 0
|  | ii) DN200 | m | 0 | 4245 | 4245 | 0
|  | iii) DN250 | m | 0 | 5180 | 5180 | 0
|  | iv) DN315 | m | 0 | 6450 | 6450 | 0
|  | v) DN355 | m | 0 | 8000 | 8000 | 0
|  | vi) DN400 | m | 0 | 8920 | 8920 | 0
|  | (vii) DN 450 | m | 0 | 9989 | 9989 | 0
|  | (viii) DN 500 | m | 0 | 12380 | 12380 | 0
|  | (ix) DN 630 | m | 0 | 14675 | 14675 | 0
|  | (x) DN 710 | m | 0 | 16775 | 16775 | 0
|  | (xi) DN 800 | m | 0 | 23872 | 23872 | 0
|  | (xii) DN 900 | m | 0 | 30141 | 30141 | 0
|  | (xiii) DN 1000 | m | 0 | 41250 | 41250 | 0
|  | (xiv) DN 1200 | m | 0 | 55340 | 55340 | 0
5.7.2 |  | Extra over for item 5.7.1(a) above for drilling into hard rock | m | 50 | 10250 | 10250 | 512500
5.8 | 8.2.3 | Manholes
5.8.1 |  | Manholes 1,000mm diameter complete with cover and frame
|  | a) > 0m but ≤ 2.0m deep | No. | 0 | 5500 | 5500 | 0
|  | b) > 2m but ≤ 3.0m deep | No. | 0 | 7500 | 7500 | 0
5.8.2 |  | Manholes 1,250mm diameter complete with cover and frame
|  | a) > 0m but ≤ 2.0m deep | No. | 0 | 7500 | 7500 | 0
|  | b) > 2m but ≤ 3.5m deep | No. | 0 | 9700 | 9700 | 0
|  | c) > 3.5m but ≤ 5.0m deep | No. | 0 | 12000 | 12000 | 0
5.8.3 |  | Manholes 1,500mm diameter complete with cover and frame
|  | a) > 0m but ≤ 2.0m deep | No. | 0 | 12000 | 12000 | 0
|  | b) > 2m but ≤ 3.5m deep | No. | 1 | 15000 | 15000 | 15000
|  | c) > 3.5m but ≤ 5.0m deep | No. | 0 | 20000 | 20000 | 0
5.8.4 |  | Demolish existing manholes where new manholes will be constructed for pipe diameters 160mm to 600mm
|  | a) > 0m but ≤ 2.0m deep | No. | 0 | 1500 | 1500 | 0
|  | b) > 2m but ≤ 3.5m deep | No. | 0 | 2200 | 2200 | 0
|  | c) > 3.5m but ≤ 5.0m deep | No. | 0 | 3100 | 3100 | 0
d) > 5m
5.8.5 |  | Demolish existing manholes where new manholes will be constructed for pipe diameters greater than 600mm to 1200mm
|  | a) > 0m but ≤ 2.0m deep | No. | 0 | 3200 | 3200 | 0
|  | b) > 2m but ≤ 3.5m deep | No. | 1 | 3700 | 3700 | 3700
|  | c) > 3.5m but ≤ 5.0m deep | No. | 0 | 4000 | 4000 | 0
|  | d) > 5m | No. | 0 | 4150 | 4150 | 0
5.8.6 |  | Repair manhole benching in existing manholes up to 5m
|  | a) 0mm - 1000mm diameter | No. | 0 | 2000 | 2000 | 0
|  | b) 1000mm - 1250mm diameter | No. | 0 | 2700 | 2700 | 0
|  | c) 1250mm - 1500mm diameter | No. | 1 | 3000 | 3000 | 3000
Carried Forward | [6 empty] | 894200
Brought Forward | [6 empty] | 894200
5.9 | 8.2.6 | Erf connections
a) Supply, bed, lay, joint, and test new property connection inclunding all fittings related to the erf connections(length of erf connection 30metres) as per detail JW100-DET2-S01
|  | i) 110mm dia. uPVC Class 34 spigot and socket pipes including joints to existing pipes and all other fittings | No. | 0 | 7890 | 7890 | 0
b) Supply, bed, lay, joint, and test new property connection inclunding all fittings related to the erf connections as per detail JW100-DET2-S01
|  | i) 110mm uPVC Class 34 spigot and socket pipes including joints to existing pipes and all other fittings | No | 0 | 7890 | 7890 | 0
5.10 |  | (a) Provisional Amount (R) for fittings not shown on detail | P.Sum | 1 | 15000 | 15000 | 15000
|  | (b) Profit on item 5.10 (a) above | % | 15000 | 0.1 | 0.1 | 1500
5.11 | 8.2.11 | Connect to existing Sewers
|  | Break existing manhole, channel and benching and rebuilt manhole with new channel and benching the rate shall include any temporary sewer diversion or over pumping required | No | 2 | 2000 | 2000 | 4000
5.12 | 8.2.12 | Raising or Lowering of Existing Manholes
|  | i) 1000mm diameter | No. | 0 | 13500 | 13500 | 0
|  | ii) 1250mm diameter | No. | 0 | 15700 | 15700 | 0
|  | iii) 1500mm diameter | No. | 0 | 20000 | 20000 | 0
SCHEDULE 5: SEWERS: CARRIED TO SUMMARY | [6 empty] | 914700
6.0 |  | SCHEDULE 6: CCTV CAMERA SURVEY AND PIPE CRACKING
6.1 |  | CCTV surveys
6.1.1 | PS 4.2.39 | Cleaning of conduits for the following pipe diameter diameter before CCTV, pipe cracking and CIPP:
|  | a) 160 > and ≤ 355mm diameter | m | 0 | 202 | 202 | 0
|  | b) > 355mm diameter | m | 0 | 294 | 294 | 0
6.1.2 | PS 4.2.39 | Cleaning of conduits for the following pipe diameter diameter after installation if required:
|  | a) 160 > and ≤ 355mm diameter | m | 0 | 128 | 128 | 0
|  | b) > 355mm diameter | m | 2200 | 175 | 175 | 385000
6.1.3 | PS 4.2.40 | CCTV camera surveys of pipelines before upgrade works, of the following diameters. The CCTV should identify any house connections, manholes and any other detail and defects in the sewer line:
|  | a) 160 > and ≤ 355mm diameter | m | 0 | 45 | 45 | 0
|  | b) > 355mm diameter | m | 0 | 54 | 54 | 0
6.1.4 | PS 4.2.40 | CCTV camera surveys of pipelines after upgrade works, of the following diameters. The CCTV should identify any house connections, manholes and any other detail and defects in the sewer line:
|  | a) 160 > and ≤ 355mm diameter | m | 0 | 38 | 38 | 0
|  | b) > 355mm diameter | m | 2200 | 45 | 45 | 99000
6.2 |  | PIPE CRACKING
6.2.1 | P.S.4.2.50.1 | Supply, handle, lay and test through Pipe Cracking including supply of equipment (Launch and reception pits will be paid under earthworks):
(a) ALL PIPES
|  | i) DN160 | m | 0 | 707 | 707 | 0
|  | ii) DN200 | m | 0 | 733 | 733 | 0
|  | iii) DN250 | m | 0 | 769 | 769 | 0
|  | iv) DN315 | m | 0 | 1123 | 1123 | 0
|  | v) DN355 | m | 0 | 1957 | 1957 | 0
|  | vi) DN400 | m | 0 | 2261 | 2261 | 0
|  | (vii) DN 450 | m | 0 | 2543 | 2543 | 0
|  | (viii) DN 500 | m | 0 | 2826 | 2826 | 0
|  | (ix) DN 630 | m | 0 | 3561 | 3561 | 0
|  | (x) DN 710 | m | 0 | 4013 | 4013 | 0
|  | (xi) DN 800 | m | 0 | 4522 | 4522 | 0
|  | (xii) DN 900 | m | 0 | 5090 | 5090 | 0
|  | (xiii) DN 1000 | m | 0 | 5653 | 5653 | 0
|  | (xiv) DN 1200 | m | 0 | 6783 | 6783 | 0
6.2.2 |  | Overpumping and manhole isolation
Manhole length isolation
6.2.2.1 | P.S.4.2.50.3 | a) Plugging Conduits:
|  | i) 0 ≥ 150mm diameter | No. | 0 | 1755 | 1755 | 0
|  | ii) 150 > and ≤ 315mm diameter | No. | 0 | 2193 | 2193 | 0
|  | ii) 315 > and ≤ 500mm diameter | No. | 10 | 4400 | 4400 | 44000
|  | iii) 500> and ≤1000mm diameter | No. | 50 | 8700 | 8700 | 435000
|  | iii) 1000> and ≤1600mm diameter | No. | 0 | 14045 | 14045 | 0
6.2.2.2 | P.S.4.2.50.4 | b) Over-pumping
|  | i) 0 ≥ 150mm diameter maximum flow rate 40 litres per sec | hours | 0 | 351 | 351 | 0
|  | ii) 150 > and ≤ 315mm diameter maximum flow rate 170 litres per sec | hours | 0 | 870 | 870 | 0
|  | iii) 315 > and ≤ 500mm diameter maximum flow rate 430 litres per sec | hours | 189 | 1254 | 1254 | 237006
Carried Forward | [6 empty] | 1200006
Brought Forward | [6 empty] | 1200006
6.2.3 |  | Allow for reconnecting house connection after pipe cracking, rate shall include all fittings required (excavations and backfilling shall be paid under earthworks) | No | 0 | 15200 | 15200 | 0
6.2.4 |  | Point repairs to sewers for the following diameters before pipe cracking. Rate to include all materials and labour required. Excavation and backfilling measured under earthworks.
|  | i) DN150 | No | 0 | 1500 | 1500 | 0
|  | ii) DN200 | No | 0 | 2000 | 2000 | 0
|  | iii) DN250 | No | 0 | 2500 | 2500 | 0
|  | iv) DN315 | No | 0 | 3900 | 3900 | 0
|  | v) DN355 | No | 0 | 4200 | 4200 | 0
|  | vi) DN400 | No | 10 | 5900 | 5900 | 59000
|  | vii) DN 450 | No | 0 | 6100 | 6100 | 0
|  | viii) DN 525 | No | 0 | 6900 | 6900 | 0
|  | ix) DN 600 | No | 0 | 7100 | 7100 | 0
|  | x) DN 675 | No | 0 | 9000 | 9000 | 0
|  | xi) DN 750 | No | 10 | 10250 | 10250 | 102500
|  | xii) DN 825 | No | 0 | 10500 | 10500 | 0
|  | xiii) DN 950 | No | 0 | 10700 | 10700 | 0
|  | xiv) DN 900 | No | 5 | 10700 | 10700 | 53500
|  | xv) DN 1050 | No | 0 | 12500 | 12500 | 0
|  | xvi) DN 1200 | No | 0 | 13000 | 13000 | 0
6.2.5 |  | CIPP (CURED IN PLACE PIPE)
6.2.5.1 |  | Specialist removal/cleaning of obstructions:
|  | Precision root cutters | hr | 0 | 2200 | 2200 | 0
6.2.5.2 |  | Non-structural liner for the following diameters:
|  | i) DN150 | m | 0 | 1595 | 1595 | 0
|  | ii) DN200 | m | 0 | 1708 | 1708 | 0
|  | iii) DN250 | m | 0 | 2161 | 2161 | 0
|  | iv) DN315 | m | 0 | 2127 | 2127 | 0
|  | v) DN355 | m | 0 | 2276 | 2276 | 0
|  | vi) DN400 | m | 0 | 4242 | 4242 | 0
|  | vii) DN 450 | m | 0 | 4891 | 4891 | 0
|  | viii) DN 525 | m | 0 | 5418 | 5418 | 0
|  | ix) DN 600 | m | 0 | 6568 | 6568 | 0
|  | x) DN 675 | m | 0 | 6903 | 6903 | 0
|  | xi) DN 750 | m | 0 | 8332 | 8332 | 0
|  | xii) DN 825 | m | 0 | 9362 | 9362 | 0
|  | xiii) DN 950 | m | 0 | 12480 | 12480 | 0
|  | xiv) DN 900 | m | 0 | 13642 | 13642 | 0
|  | xv) DN 1050 | m | 0 | 15147 | 15147 | 0
|  | xvi) DN 1200 | m | 0 | 15825 | 15825 | 0
6.3 | SANS1200LG | PIPE JACKING
6.3.1 | 8.2.1 | Jacking Establishment
6.3.1.1 |  | a) Fixed Charges | Sum | 0 | 2661150 | 2661150 | 0
6.3.1.2 |  | b) Time Related charges | Sum | 0 | 543960 | 543960 | 0
6.4 | 8.2.6 | Supply and install the following pipes through pipe Jacking Method, Complete with excavations, concrete sleeve pipes to suit etc:
a) Supply and installation of in-the-wall joint concrete Sleeve pipes 100D with sliding rubber rings
6.4.1 |  | i) 900mm ND concrete pipe | m | 0 | 12440 | 12440 | 0
6.4.2 |  | ii) 1117mm ND concrete pipe | m | 0 | 14041 | 14041 | 0
6.4.3 |  | iii) 1473mm ND concrete pipe | m | 0 | 18995 | 18995 | 0
6.4.4 |  | iv) 1678mm ND concrete pipe | m | 0 | 21193 | 21193 | 0
6.4.5 |  | v) 1800mm ND concrete pipe | m | 0 | 26160 | 26160 | 0
6.4.6 |  | vi) 2000mm ND concrete pipe | m | 0 | 30755 | 30755 | 0
6.4.7 |  | vii) 2250mm ND concrete pipe | m | 0 | 35760 | 35760 | 0
6.4.8 |  | viii) 2500mm ND concrete pipe | m | 0 | 41730 | 41730 | 0
Carried Forward | [6 empty] | 1415006
Brought Forward | [6 empty] | 1415006
b) Supply and installation of pipes including all supports:
6.4.9 |  | i) 400mm HDPE PN16 PE100 SDR11 butt welded | m | 0 | 11555 | 11555 | 0
6.4.10 |  | ii) 450mm HDPE PN16 PE100 SDR11 butt welded | m | 0 | 12840 | 12840 | 0
6.4.11 |  | iii) 500mm HDPE PN16 PE100 SDR11 butt welded | m | 0 | 14390 | 14390 | 0
6.4.12 |  | iv) 630mm HDPE PN16 PE100 SDR11 butt welded | m | 0 | 15856 | 15856 | 0
6.4.13 |  | v) 710mm HDPE PN16 PE100 SDR11 butt welded | m | 0 | 17042 | 17042 | 0
6.4.14 |  | vi) 800mm HDPE PN16 PE100 SDR11 butt welded | m | 0 | 34022 | 34022 | 0
6.4.15 |  | vii) 900mm HDPE PN16 PE100 SDR11 butt welded | m | 0 | 46444 | 46444 | 0
6.4.16 |  | viii) 1000mm HDPE PN16 PE100 SDR11 butt welded | m | 0 | 49980 | 49980 | 0
6.4.17 |  | ix) 1200mm HDPE PN16 PE100 SDR11 butt welded | m | 0 | 71812 | 71812 | 0
6.5 | 8.2.7 | Extra-over for 8.2.6 for Lengths of Pipeline greater than 85 metres | m | 0 | 98554 | 98554 | 0
6.6 | 8.2.8 | Extra-over 8.2.6 for Excavations in Rock | m³ | 0 | 13150 | 13150 | 0
6.7 | 8.2.9 | Stabilisation of Unstable Areas or Grouting of Voids were Ordered by the Employer's Agent
6.7.1 |  | a) Provision and Establishment of Equipment on Site, and Removal on Completion of the Operation: | Sum | 0 | 18630 | 18630 | 0
6.7.2 |  | b) Operation of Equipment | Day | 0 | 8500 | 8500 | 0
6.7.3 |  | c) Materials used | m³ | 0 | 4577 | 4577 | 0
6.8 | 8.2.10 | Standing Time for Pipe Jacking Gang the Jacking Equipment Covered in 8.2.1 | hr | 0 | 2785 | 2785 | 0
SCHEDULE 6: CCTV CAMERA SURVEY AND PIPE CRACKING | [6 empty] | 1415006
7.0 | SABS | GABIONS AND PITCHING
1200 DK
7.1 | 8.2.1 | Surface preparation for bedding of gabions
|  | a) Cavities filled with approved excavated material | m³ | 0 | 170 | 170 | 0
|  | b) Cavities filled with Grade 15 concrete | m³ | 0 | 220 | 220 | 0
(Provisional)
7.2 | 8.2.2 | Gabions
Supply, place, fill with stones,lacing and bracing gabions boxes or mattresses, the rate should include the supply of stones:
(Double twist hexagonal wire mesh to SANS 1580:2005) Mesh Type 80 with 2,7/3,7mm Class A Galvanised and uPVC coated wire
7.2.1 |  | a) Gabion mattrasses
|  | 2 m x 2 m x 0.3 m | m³ | 0 | 2350 | 2350 | 0
(b) Gabion boxes
|  | 1m x 1m x1m | m³ | 0 | 1900 | 1900 | 0
7.3 | 8.2.4 | Supply and install Geotextile membrane:
7.3.1 |  | a) AG150 - Minimun Energy Absorption - 4,0kN/m | m² | 0 | 54 | 54 | 0
7.4 | 8.2.5 | Pitching
7.4.1 |  | a) Medium pitching - plain | m² | 0 | 375 | 375 | 0
SCHEDULE 7: GABIONS AND PITCHING | [6 empty] | 0
8.0 |  | SCHEDULE 8 : Ablution Blocks and VIP Toilets
8.1 | PA | VIP AND ABLUTION BLOCKS:
| PA 3.1 | (a) Supply, Deliver and install a pre cast VIP toilet including all accessories | No | 0 | 6500 | 6500 | 0
| PA 3.2 | (b) Supply, Deliver and install a Precast VIP toilet for disabled people icluding all accesories | No | 0 | 12000 | 12000 | 0
| PA 3.3 | (c) Supply, Deliver and install Precast Waterborne toilet including all accessories including drainnage connection with all accessories | No | 0 | 7000 | 7000 | 0
| PA 3.4 | (d) Supply, Deliver and install Precast Waterborne toilet for disabled people including all accessories including drainnage connection with all accessories | No | 0 | 7000 | 7000 | 0
8.2 |  | VIP SUBSTRUCTURE
| PA 3.5 | (a) Supply, Deliver and install a pre cast VIP sub structure complete with beams | No | 0 | 3500 | 3500 | 0
| PA 3.6 | (b) Supply and Erection of Brickworks ( Excavation to be paid under Section D) | m2 | 0 | 480 | 480 | 0
| PA 3.7 | c) Supply and pplication of Water proof sealant only on instruction of Employer's Agent | m2 | 0 | 410 | 410 | 0
| PA 2.3 | (d) Extraover of 6mm single coat cement plaster on brick substructure according to | m2 | 0 | 120 | 120 | 0
SANS 2001-EMI: 2007
8.3 |  | ABLUTION BLOCKS:
| PA 3.8 | (a) Supply and Install 12m X 2.4m Prefabricated Female Ablution Unit | No | 0 | 151800 | 151800 | 0
| PA 3.9 | (b) Supply and Install 12m X 2.4m Prefabricated Male Ablution Unit | No | 0 | 190000 | 190000 | 0
| PA 3.10 | (c) Supply and install 6m X 2.4m Prefabricated Male Ablution Unit | No | 0 | 95000 | 95000 | 0
| PA 3.11 | (d) Supply and install 6m X 2.4m Prefabricated Female Ablution Unit | No | 0 | 75900 | 75900 | 0
8.4 | PA | Wash Trouph:
|  | (a) Provide and install double concrete wash trough including stand, two taps, | No | 0 | 3500 | 3500 | 0
fixing into the ablution Block, drainnage and water connection
8.5 | PA | Guard House
|  | (a) Provsional sum for supply and erection of security guard house | P/S | 0 | 10000 | 10000 | 0
8.6 | PA | Supply and erection of new fencing material:
| PA | a) Supply, delivery and installation of steel wire mesh fencing around the ablution blocks (0.9mm x 90mm x 1.8mm x 5000mm) including gate, galvanised steel poles, concrete footings, transportation and installation (incl. labour) | m | 0 | 950 | 950 | 0
SCHEDULE 8 : Ablution Blocks and VIP Toilets | [6 empty] | 0
Summary Page
1 |  | SCHEDULE 1: PRELIMINARY AND GENERAL |  | 16674888.18
2 |  | SCHEDULE 2: SITE CLEARANCE |  | 790065
3 |  | SCHEDULE 3: EARTHWORKS (PIPE TRENCHES) |  | 2477250
4 |  | SCHEDULE 4: BEDDING (PIPES) |  | 924315
5 |  | SCHEDULE 5: SEWERS |  | 914700
6 |  | SCHEDULE 6: CCTV CAMERA SURVEY AND PIPE CRACKING |  | 1415006
7 |  | SCHEDULE 7: GABIONS AND PITCHING |  | 0
8 |  | SCHEDULE 8 : Ablution Blocks and VIP Toilets |  | 0
9 |  | SUBTOTAL |  | 23196224.18
10 |  | Allowance for Escallations |  | 6332569.2011
11 |  | TOTAL |  | 29528793.3811
12 |  | Add 15% VAT |  | 4429319.0072
13 |  | Grand Total |  | 33958112.3883
|  | Construction Duration |  | 10 |  | Month(s)
|  | Anticipated Start Date |  | 2024-12-31
|  | Anticipated Completion Date |  | 2025-11-06
|  |  |  | 27 |  | 0.065 | 4070937.3436
|  |  |  | 15 |  | 0.065 | 2261631.8575
6332569.2011
Formulas:
Rate (Esc) = IF(TODAY()<45150,[Buzaphi],IF(TODAY()<45515,[Buzaphi]*(1+Escalations!$D3),[Buzaphi]*(1+Escalations!$D3)*(1+Escalations!$D4)))

## Cool Action (hidden)
Item No. | Payment Clause | Description | Unit | Qty | Cool Action | Rate (Esc) | Amount
1 | SABS 1200A & 1200AB | SCHEDULE 1: PRELIMINARY AND GENERAL
1.1 | 8.3 | FIXED-CHARGE ITEMS
1.1.1 | 8.3.1 | Contractual requirements | Sum | 1 | 400000 | 400000 | 400000
1.1.2 | 8.3.2 | Provision of facilities on site:
| 8.3.2.1 | 1) Facilities for Engineer:
|  | a)Engineers Office Type 2 and parking (No.=2) | Sum | 1 | 20000 | 20000 | 20000
|  | b)Nameboards (No=2) | Sum | 1 | 30000 | 30000 | 30000
|  | c) Communication | P/S | 0 | 15000 | 15000 | 0
|  | d) Overhead profit on item 1.1.2(c) above | % | 15000 | 0.1 | 0.1 | 1500
|  | e) Meeting room Type 1 | Sum | 1 | 20000 | 20000 | 20000
|  | f) Latrine facilities | Sum | 1 | 25000 | 25000 | 25000
1.1.3 | 8.3.2.2 | 2) Facilities for the Contractor
|  | a) Offices and storage sheds | Sum | 1 | 20000 | 20000 | 20000
|  | b) Ablution and latrine facilities | Sum | 1 | 15000 | 15000 | 15000
|  | c) Tools and equipment | Sum | 1 | 15000 | 15000 | 15000
|  | d) Access (see sub-clause 5.8) | Sum | 1 | 10000 | 10000 | 10000
|  | e) Water supplies, electric power and communications | Sum | 1 | 20000 | 20000 | 20000
|  | f) Dealing with water | Sum | 1 | 5000 | 5000 | 5000
1.1.4 | PSA 8.3.5.2 | OHS Act Obligations (Compilation of OHSAct file) | Sum | 1 | 40000 | 40000 | 40000
1.1.5 |  | Complaince with all COVID fixed items Requirements | Sum | 0 | 40000 | 40000 | 0
1.1.6 | PSA 8.3.5.3 | EMP Obligations | Sum | 1 | 25000 | 25000 | 25000
1.1.7 | PSA 8.3.5.1 | Issuing of notices to consumers also refer to PS6.6 | Sum | 1 | 5000 | 5000 | 5000
1.1.8 | 8.3.4 | Removal of site Establishment | Sum | 1 | 15000 | 15000 | 15000
1.2 | 8.4 | TIME RELATED ITEMS
1.2.1 | 8.4.1 | Contractual requirements | month | 10 | 20000 | 20000 | 200000
| 8.4.2 | Operation and maintainance of facilities on site.
1.2.2 | 8.4.2.1 | 1) Facilities for Engineer:
|  | a)Engineers Office Type 2 and parking (No.=2) | month | 10 | 10000 | 10000 | 100000
|  | b)Nameboards (No=2) | month | 10 | 2000 | 2000 | 20000
|  | c) Communication | P/S | 0 | 15000 | 15000 | 0
|  | d) Overhead profit on item 1.2.2(c) above | % | 0 | 0.1 | 0.1 | 0
|  | e) Meeting room Type 1 | month | 10 | 10000 | 10000 | 100000
|  | f) Latrine facilities | month | 10 | 7000 | 7000 | 70000
1.2.3 | 8.4.2.2 | Facilities for the Contractor:
|  | a) Offices and storage sheds | month | 10 | 10000 | 10000 | 100000
|  | b) Ablution and latrine facilities | month | 10 | 7000 | 7000 | 70000
|  | c) Tools and equipment | month | 10 | 3000 | 3000 | 30000
|  | d) Access (see sub-clause 5.8) | month | 10 | 3000 | 3000 | 30000
|  | e) Plant | month | 10 | 3000 | 3000 | 30000
|  | f) Water supplies, electric power and communications | month | 10 | 3000 | 3000 | 30000
|  | g) Dealing with water | month | 10 | 2000 | 2000 | 20000
1.2.4 | 8.4.3 | Supervision for the duration of construction | month | 10 | 60000 | 60000 | 600000
1.2.5 | 8.4.4 | Company and head office overhead costs for the duration of the Contract | month | 10 | 10000 | 10000 | 100000
1.2.6 | PSA 8.4.6.2 | Security Services | month | 10 | 60000 | 60000 | 600000
Carried Forward | [6 empty] | 2766500
Brought Forward | [6 empty] | 2766500
1.3 | OHS Spec. | Allow for compliance with all aspects of the OHS specification including:
1.3.1 | PSA 8.4.6.4 | Risk assesment | month | 10 | 10000 | 10000 | 100000
1.3.2 | PSA 8.4.6.1(1) | Complaince with Health and Safety Plan including Safety Officer Salary | month | 10 | 40000 | 40000 | 400000
1.3.3 |  | Complaince with all COVID requirements | month | 0 | 40000 | 40000 | 0
1.4 | EMP | Allow for compliance with all aspects of the EMP/Authorizations including
1.4.1 | PSA 8.4.6.1(2) | a)Environmental Officer Salary | month | 10 | 40000 | 40000 | 400000
1.4.2 | PSA 8.4.6.1(3) | b) Environmental Control Officer | P/S | 0 | 360000 | 360000 | 0
1.4.3 |  | c) Overheads, charges and profit on item 1.4.2(b) above | % | 0 | 0.1 | 0.1 | 0
1.5 | 8.6 | Prime cost items
1.5.1 |  | a) Materials used in the execution of dayworks | P/S | 1 | 20000 | 20000 | 20000
1.5.2 |  | b) Overheads, charges and profit on item 1.4.1(a) above | % | 20000 | 0.1 | 0.1 | 2000
1.6 | 8.8 | TEMPORARY WORKS
1.6.1 | 8.8.2 | Dealing with traffic for the duration of the Contract | Sum | 1 | 5000 | 5000 | 5000
1.6.2 | 8.8.6 | Dealing with water | Sum | 1 | 10000 | 10000 | 10000
1.6.3 | 8.8.4 | Existing services
1.6.4 | PSA 8.8.4 (a) | a) Supply or hire of specialist equipment for the detection and Scanning of existing services. | P/S | 1 | 50000 | 50000 | 50000
1.6.5 |  | Profit on item 1.6.4 (a) above | % | 50000 | 0.1 | 0.1 | 5000
1.6.6 | PSA 8.8.4 (b) | b) Excavation by hand to expose existing services. | m3 | 100 | 250 | 250 | 25000
1.7 | PSA 8.5 | PROVISIONAL SUMS STATED BY ENGINEER
|  | a) Reinstatement of asphalt by JRA | P/S | 1 | 500000 | 500000 | 500000
|  | b) Engineer's Equipment and Independent testing | P/S | 1 | 100000 | 100000 | 100000
|  | c) Temporary protection of existing services | P/S | 1 | 45000 | 45000 | 45000
|  | d) Community Liaison Officer | P/S | 1 | 100000 | 100000 | 100000
|  | e) Landscaping and including irrigation system | P/S | 1 | 50000 | 50000 | 50000
|  | f) Relocation of existing services | P/S | 1 | 25000 | 25000 | 25000
|  | g) Training of local labour | P/S | 1 | 100000 | 100000 | 100000
|  | h) Alterations and connection to Municipal services and repair to damaged services where approved by Engineer | P/S | 1 | 20000 | 20000 | 20000
|  | i) Disposal of Asbestos | P/S | 0 | 100000 | 100000 | 0
|  | j) Investigations as ordered by the Engineer | P/S | 1 | 120000 | 120000 | 120000
|  | k) Survey as per the Engineer's instruction. Rate to include for a CD with AutoCAD drawing/s and co-ordinates data in CSV or text format. | P/S | 1 | 250000 | 250000 | 250000
|  | l) Overheads, charges and profit on items (a-k) above | % | 1410000 | 0.1 | 0.1 | 141000
1.8 | P.S 3.2.8 | m) Overheads, charges and profit on items and Management fees for SMMEs based on SMME value paid to them (Value of Provisional Sum provided is indicative and will depend on a work package allocation) | P/S | 1 | 100000 | 100000 | 100000
|  | n) Overheads, charges and profit on item m above (Value of Provisional Sum provided is indicative and will depend on a work package allocation) | % | 8112120 | 0.1 | 0.1 | 811212
Carried Forward | [6 empty] | 6145712
Brought Forward | [6 empty] | 6145712
1.9 | 8.7 | Day works (to be executed on instruction from the Engineer)
Labour
|  | a) Unskilled | hr | 10 | 45 | 45 | 450
|  | b) Semi skilled | hr | 10 | 60 | 60 | 600
|  | c) Skilled | hr | 10 | 90 | 90 | 900
|  | d) Armed Security guard | hr | 10 | 400 | 400 | 4000
Tipper truck
|  | a) Capacity 6m³ (small) | hr | 10 | 300 | 300 | 3000
|  | b) Capacity 10m³ (medium) | hr | 10 | 400 | 400 | 4000
|  | c) Capacity 12m³ (large) | hr | 10 | 450 | 450 | 4500
Flat bed tracks
|  | a) Capacity 3 ton (small) | hr | 10 | 450 | 450 | 4500
|  | b) Capacity 5 ton (medium) | hr | 10 | 450 | 450 | 4500
|  | c) Capacity 10 ton (large) | hr | 10 | 700 | 700 | 7000
LDV's
|  | a) Capacity 1 ton | hr | 10 | 200 | 200 | 2000
Conservancy/ Water tankers
|  | a) Capacity 6,000 litres (small) | hr | 10 | 350 | 350 | 3500
|  | b) Capacity 9,000 litres (medium) | hr | 10 | 400 | 400 | 4000
|  | c) Capacity 15,000 litres (large) | hr | 10 | 550 | 550 | 5500
Excavator (Crawler excavator)
|  | a) 20 tonne | hr | 10 | 1800 | 1800 | 18000
|  | b) 30 tonne | hr | 10 | 2500 | 2500 | 25000
TLB's (Tractor loader backhoe)
|  | a) 2x4 | hr | 10 | 550 | 550 | 5500
|  | b) 4x4 | hr | 10 | 550 | 550 | 5500
Walk behind vibrating rollers
|  | a) Model BW 61 (small) | hr | 10 | 280 | 280 | 2800
|  | b) Model BW 76 (medium) | hr | 10 | 180 | 180 | 1800
|  | c) Model BW 90 (large) | hr | 10 | 200 | 200 | 2000
Compactors
|  | b) Plate compactor | hr | 10 | 150 | 150 | 1500
Compressors (Potable Diesiel Compressor)
|  | a) Small | hr | 10 | 250 | 250 | 2500
|  | b) Medium | hr | 10 | 300 | 300 | 3000
|  | c) Large | hr | 10 | 350 | 350 | 3500
Portable water pumps
|  | a) Small | hr | 10 | 200 | 200 | 2000
|  | b) Medium | hr | 10 | 300 | 300 | 3000
|  | c) Large | hr | 10 | 350 | 350 | 3500
SCHEDULE 1: PRELIMINARY AND GENERAL: CARRIED TO SUMMARY | [6 empty] | 6273762
2 | SANS 1200C | SCHEDULE 2: SITE CLEARANCE
2.1 | 8.2.1 | Clear and grub for width of 3 metres along the pipe route | m | 2200 | 30 | 30 | 66000
2.2 | PSC 8.2.5 | Take down existing masonry walls, palisade fences and other obstructions on the pipe route
|  | a)110mm wall | m² | 50 | 150 | 150 | 7500
|  | b) 220mm wall | m² | 50 | 300 | 300 | 15000
|  | c) 330mm wall | m² | 50 | 500 | 500 | 25000
|  | d) steel pallisade fences | m² | 50 | 200 | 200 | 10000
2.3 | 8.2.10 | Remove topsoil to nominal depth of 150mm and stockpile | m³ | 1485 | 70 | 70 | 103950
2.4 | PSC 8.2.11b | Removal of man-made surfaces
a) Roadway, Asphalt and other layers
|  | i) Asphalt (≤ 50mm thick) and including base, sub-base and subgrades layers up to 800mm deep | m² | 150 | 300 | 300 | 45000
|  | ii) Asphalt (> 50mm ≤ 100mm thick) and including base, sub-base and subgrades layers up to 800mm deep | m² | 150 | 450 | 450 | 67500
b) Footways and Driveways
|  | i) Asphalt ≤ 50mm thickness | m² | 75 | 300 | 300 | 22500
|  | ii) Asphalt > 50 ≤ 100mm thickness | m² | 75 | 450 | 450 | 33750
|  | iii) Interlocking concrete segmental paving blocks (all colours) | m² | 650 | 300 | 300 | 195000
|  | iv) Concrete slabs (450 x 450mm) | m² | 50 | 500 | 500 | 25000
|  | v)Brick paving | m² | 30 | 300 | 300 | 9000
|  | vi)Unreinforced concrete ≤ 75mm thick | m² | 10 | 450 | 450 | 4500
|  | vii)Reinforced concrete ≤ 75mm thick | m² | 10 | 500 | 500 | 5000
|  | viii)Grassing | m² | 1650 | 300 | 300 | 495000
|  | ix)Kerbing (all types of kerbing) | m | 175 | 80 | 80 | 14000
2.4.1 | PSC 8.2.12.1 | Backfilling and reinstatement of roads
|  | (a) 150mm base | m³ | 110 | 250 | 250 | 27500
|  | (b) 150mm subbase | m³ | 110 | 250 | 250 | 27500
|  | (c)150mm selected subgrade | m³ | 300 | 250 | 250 | 75000
2.4.2 | PSC 8.2.12.2 | Backfilling and reinstatement of footways
a)Using removed materials:
|  | Interlocking concrete segmental paving blocks (all colours) | m² | 650 | 200 | 200 | 130000
|  | Brick paving | m² | 30 | 200 | 200 | 6000
|  | Grassing | m² | 350 | 200 | 200 | 70000
|  | Kerbing (all types of kerbing) | m | 175 | 80 | 80 | 14000
b)
|  | ≤50mm thick Bitumen hot - mix: Fine | m² | 225 | 500 | 500 | 112500
|  | >50mm≤100mm thick Bitumen hot - mix: Fine | m² | 225 | 700 | 700 | 157500
|  | Interlocking concrete segmental paving blocks, including a 20mm river sand bedding layer, jointing sand (plaster sand) and mortar infill between edge restraint and blocks | m² | 150 | 400 | 400 | 60000
|  | Concrete slabs (450 x 450mm) including a 20mm river sand bedding layer, jointing mortar | m² | 50 | 400 | 400 | 20000
|  | Brick paving including a 20mm river sand bedding layer, jointing sand (plaster sand) and mortar infill between edge restraint and bricks | m² | 18 | 400 | 400 | 7200
Carried Forward | [6 empty] | 1850900
Brought Forward | [6 empty] | 1850900
|  | Unreinforced concrete ≤ 75mm thick (15MPa) | m² | 10 | 300 | 300 | 3000
|  | Reinforced concrete ≤ 75mm thick (15MPa) | m² | 10 | 450 | 450 | 4500
|  | Grassing | m² | 1300 | 300 | 300 | 390000
|  | Kerbing, including a 50mm bedding (cement and river sand), jointing mortar and 15MPa concrete haunching at all joints | m | 10 | 400 | 400 | 4000
2.4.3 | PSC 8.2.13 | Reinstatement of existing masonry walls and palisade fences
a) Face Brick
|  | 110mm wall | m² | 25 | 400 | 400 | 10000
|  | 220mm wall | m² | 25 | 800 | 800 | 20000
|  | 330mm wall | m² | 25 | 1100 | 1100 | 27500
b) Plastered
|  | 110mm wall | m² | 25 | 450 | 450 | 11250
|  | 220mm wall | m² | 25 | 850 | 850 | 21250
|  | 330mm wall | m² | 25 | 1300 | 1300 | 32500
|  | c)Steel Palisade fences (2.1m height) | m² | 50 | 1500 | 1500 | 75000
|  | d)Reinstatement of existing outer buildings to its original state or to Enginner satisifaction | No. | 0 | 30000 | 30000 | 0
SCHEDULE 2: SITE CLEARANCE: CARRIED TO SUMMARY | [6 empty] | 2449900
3.0 | SANS 1200DB | SCHEDULE 3: EARTHWORKS (PIPE TRENCHES)
3.1 | 8.3.2 | Excavation
(a) Excavate in all materials, backfill and compact and dispose of surplus and unsuitable materials within the free haul distance, for trenches (including shoring and or bracing of trench sides)
|  | i) > 0m but ≤ 1.5m deep | m³ | 5840 | 150 | 150 | 876000
|  | ii) > 1.5m but ≤ 2.5m deep | m³ | 3960 | 400 | 400 | 1584000
|  | iii) > 2.5m but ≤ 3.5m deep | m³ | 3960 | 800 | 800 | 3168000
|  | iv) > 3.5m deep | m³ | 1650 | 1200 | 1200 | 1980000
(b) Extra over item (a) above for:
|  | i) Intermediate material | m³ | 2500 | 200 | 200 | 500000
|  | ii) Hard rock material | m³ | 1650 | 1200 | 1200 | 1980000
|  | iii) Boulder excavation | m³ | 750 | 1200 | 1200 | 900000
3.2 | 8.3.3 | Excavation ancillaries
| 8.3.3.1 | Make up deficiency in backfill material:
|  | a) By importation from commercial source or off-site sources selected by the Contractor | m³ | 2500 | 600 | 600 | 1500000
3.3 |  | Additional compaction
| 8.3.3.3 | Compaction in road reserve
|  | a) Additional compaction to 93% mod AASHTO density in road reserves | m³ | 520 | 120 | 120 | 62400
3.4 | PSDB 8.3.5 | Existing services that intersect or adjoin a pipe trench:
a) Service that intersect a trench
|  | (i) Cables. | No. | 85 | 150 | 150 | 12750
|  | (ii) Water mains | No. | 25 | 250 | 250 | 6250
|  | (iii) Water house connections | No. | 125 | 150 | 150 | 18750
|  | (iv) Sewer pipes up to 400 mm dia. | No. | 55 | 350 | 350 | 19250
|  | (v) Storm water pipes up to 1050 mm dia. | No. | 45 | 450 | 450 | 20250
|  | (vi) Kerbs and channels | No. | 56 | 100 | 100 | 5600
b) Services that adjoin a trench
|  | (i) Cables. | m | 750 | 150 | 150 | 112500
|  | (ii) Water mains | m | 750 | 250 | 250 | 187500
|  | (iii) Storm water pipes up to 1050 mm dia. | m | 1680 | 350 | 350 | 588000
|  | (iv) Kerbs and channels | m | 780 | 100 | 100 | 78000
|  | (v) Sewer pipes up to 400 mm dia. | m | 2200 | 300 | 300 | 660000
3.4 | PSDB 8.3.5 | (c) Services that require special care | No | 15 | 2000 | 2000 | 30000
SCHEDULE 3: EARTHWORKS (PIPE TRENCHES): CARRIED TO SUMMARY | [6 empty] | 14289250
4.0 | SANS 1200LB | SCHEDULE 4: BEDDING (PIPES)
4.1 |  | Provision of bedding:
4.1.1 | 8.2.1 | (a) from trench excavations
|  | i) selected granular material | m³ | 2711 | 200 | 200 | 542200
|  | ii) selected fill material | m³ | 660 | 250 | 250 | 165000
4.1.2 | 8.2.2.3 | (b) from commercial sources
|  | i) selected granular material | m³ | 290 | 600 | 600 | 174000
|  | ii) selected fill material | m³ | 120 | 600 | 600 | 72000
|  | (iii) Bidim A2 | m² | 1800 | 200 | 200 | 360000
|  | (iv) 19mm crusher run stone | m³ | 275 | 600 | 600 | 165000
|  | (v) Dump Rock | m³ | 225 | 600 | 600 | 135000
SCHEDULE 4: BEDDING (PIPES) (PIPE TRENCHES): CARRIED TO SUMMARY | [6 empty] | 1613200
5.0 | SANS 1200LD | SCHEDULE 5: SEWERS
5.1 | 8.2.1 | Supply, lay, joint, bed, backfill on Flexible bedding and test the following pipes as detailed in the project specifications for gravity lines:
5.1.1 |  | (a) Class 34/300 uPVC heavy duty sewer pipe
|  | i) DN160 | m | 0 | 400 | 400 | 0
|  | ii) DN200 | m | 0 | 500 | 500 | 0
|  | iii) DN250 | m | 0 | 800 | 800 | 0
|  | iv) DN315 | m | 0 | 900 | 900 | 0
|  | v) DN355 | m | 0 | 1200 | 1200 | 0
|  | vi) DN400 | m | 0 | 1500 | 1500 | 0
|  | (vii) DN 450 | m | 0 | 2000 | 2000 | 0
|  | (vii) DN 500 | m | 0 | 3000 | 3000 | 0
|  | (ix) DN 630 | m | 0 | 4000 | 4000 | 0
5.1.2 |  | (b) HDPE PE100 PN8
|  | i) DN160 | m | 0 | 400 | 400 | 0
|  | ii) DN200 | m | 0 | 600 | 600 | 0
|  | iii) DN250 | m | 0 | 900 | 900 | 0
|  | iv) DN315 | m | 0 | 1400 | 1400 | 0
|  | v) DN355 | m | 0 | 2000 | 2000 | 0
|  | vi) DN400 | m | 0 | 2500 | 2500 | 0
|  | (vii) DN 450 | m | 0 | 4000 | 4000 | 0
|  | (viii) DN 500 | m | 0 | 5000 | 5000 | 0
|  | (ix) DN 630 | m | 0 | 7000 | 7000 | 0
|  | (x) DN 710 | m | 0 | 8000 | 8000 | 0
|  | (xi) DN 800 | m | 0 | 11000 | 11000 | 0
|  | (xii) DN 900 | m | 0 | 15000 | 15000 | 0
|  | (xiii) DN 1000 | m | 0 | 18000 | 18000 | 0
|  | (xiv) DN 1200 | m | 0 | 22000 | 22000 | 0
5.1.3 |  | (c) Concrete heavy duty sewer pipe Class 100D-SI pipes with sacrificial layer.
|  | i) DN300 | m | 0 | 1000 | 1000 | 0
|  | ii) DN375 | m | 0 | 1200 | 1200 | 0
|  | (iii) DN 450 | m | 0 | 1500 | 1500 | 0
|  | (iv) DN 525 | m | 0 | 1700 | 1700 | 0
|  | (v) DN 600 | m | 0 | 2000 | 2000 | 0
|  | (vi) DN 675 | m | 0 | 2200 | 2200 | 0
|  | (vii) DN 750 | m | 0 | 2500 | 2500 | 0
|  | (viii) DN 825 | m | 0 | 3000 | 3000 | 0
|  | (ix) DN 900 | m | 0 | 3500 | 3500 | 0
|  | (x) DN 1050 | m | 0 | 3800 | 3800 | 0
|  | (xi) DN 1200 | m | 0 | 4500 | 4500 | 0
Carried Forward | [6 empty] | 0
Brought Forward | [6 empty] | 0
5.1.4 |  | (d) HDPE spiral reinforced pipes
|  | (i) DN400 | m | 0 | 3000 | 3000 | 0
|  | (ii) DN 450 | m | 0 | 4000 | 4000 | 0
|  | (iii) DN 500 | m | 0 | 5000 | 5000 | 0
|  | (iv) DN 600 | m | 0 | 6000 | 6000 | 0
|  | (v) DN 700 | m | 0 | 7000 | 7000 | 0
|  | (vi) DN 800 | m | 0 | 12000 | 12000 | 0
|  | (vii) DN 900 | m | 0 | 15000 | 15000 | 0
|  | (viii) DN 1000 | m | 0 | 18000 | 18000 | 0
|  | (ix) DN 1100 | m | 0 | 20000 | 20000 | 0
|  | (x) DN 1200 | m | 0 | 23000 | 23000 | 0
5.2 |  | Sewer Rising Mains:
5.2.1 |  | a) Supply, lay, bed (class B bedding), all test and disinfect, backfill sipogot and socket joints high impact mPVC Class 16 pipes:
|  | i) DN315 | m | 0 | 3000 | 3000 | 0
5.2.2 |  | b) Supply, lay, bed (class B bedding), all test and disinfect, backfill complete joints to be butt welded or electro fusion, HDPE PE100 SDR11 PN16 pipes:
|  | i) DN315 | m | 0 | 2500 | 2500 | 0
|  | ii) DN355 | m | 0 | 2800 | 2800 | 0
|  | iii) DN400 | m | 0 | 3000 | 3000 | 0
|  | iv) DN450 | m | 0 | 4500 | 4500 | 0
|  | v) DN500 | m | 0 | 5000 | 5000 | 0
|  | vi) DN630 | m | 0 | 7000 | 7000 | 0
5.2.3 |  | c) Supply, lay, bed (class B bedding), all test and disinfect, backfill complete OPVC Class 16 pipes to SANS 16422, joints to be spigot and socket, thrust/anchor blocks to be provided at every change in direction:
|  | i) DN355 | m | 0 | 2000 | 2000 | 0
|  | ii) DN400 | m | 0 | 2800 | 2800 | 0
|  | iii) DN450 | m | 0 | 3000 | 3000 | 0
|  | iv) DN500 | m | 0 | 3500 | 3500 | 0
|  | v) DN560 | m | 0 | 4000 | 4000 | 0
|  | vi) DN630 | m | 0 | 5000 | 5000 | 0
| 8.2.2 | Extra-over for 5.1 for the supply, lay and bedding of Specials with couplings:
5.3 |  | Fittings to suit High Impact Class 16 uPVC pipes
5.3.1 |  | a) Shouldered end Steel Bends Fusion Bonded Epoxy coated 250 microns including thrust blocks to suit high impact uPVC pipe:
DN315
|  | i) 11¼° | No | 0 | 6000 | 6000 | 0
|  | ii) 22.5° | No | 0 | 6500 | 6500 | 0
|  | iii) 45° | No | 0 | 7200 | 7200 | 0
|  | iv) 90° | No | 0 | 7500 | 7500 | 0
Carried Forward | [6 empty] | 0
Brought Forward | [6 empty] | 0
5.4 |  | Fittings to suit HDPE PN 16 SDR 11 PE 100 pipes
5.4.1 |  | a) Extruded bends for HDPE pipe PN16 SDR11 PE100
|  | i) 90⁰ bend for 315 diameter pipe | No | 0 | 7000 | 7000 | 0
|  | ii) 90⁰ bend for 350 diameter pipe | No | 0 | 10000 | 10000 | 0
|  | iii) 90⁰ bend for 400 diameter pipe | No | 0 | 16000 | 16000 | 0
|  | iv) 90⁰ bend for 450 diameter pipe | No | 0 | 20000 | 20000 | 0
|  | v) 90⁰ bend for 500 diameter pipe | No | 0 | 32000 | 32000 | 0
|  | vi) 90⁰ bend for 560 diameter pipe | No | 0 | 50000 | 50000 | 0
|  | vii) 90⁰ bend for 600 diameter pipe | No | 0 | 70000 | 70000 | 0
|  | viii) 45⁰ bend for 315 diameter pipe | No | 0 | 7000 | 7000 | 0
|  | xi) 45⁰ bend for 350 diameter pipe | No | 0 | 10000 | 10000 | 0
|  | x) 45⁰ bend for 400 diameter pipe | No | 0 | 16000 | 16000 | 0
|  | xi) 45⁰ bend for 450 diameter pipe | No | 0 | 20000 | 20000 | 0
|  | xii) 45⁰ bend for 500 diameter pipe | No | 0 | 32000 | 32000 | 0
|  | xiii) 45⁰ bend for 560 diameter pipe | No | 0 | 50000 | 50000 | 0
|  | xiv) 45⁰ bend for 600 diameter pipe | No | 0 | 75000 | 75000 | 0
|  | xv) 22.5⁰ bend for 315 diameter pipe | No | 0 | 7000 | 7000 | 0
|  | xvi) 22.5⁰ bend for 350 diameter pipe | No | 0 | 10000 | 10000 | 0
|  | xvii) 22.5⁰ bend for 400 diameter pipe | No | 0 | 15000 | 15000 | 0
|  | xviii) 22.5⁰ bend for 450 diameter pipe | No | 0 | 20000 | 20000 | 0
|  | xix) 22.5⁰ bend for 500 diameter pipe | No | 0 | 32000 | 32000 | 0
|  | xx) 22.5⁰ bend for 560 diameter pipe | No | 0 | 45000 | 45000 | 0
|  | xxi) 22.5⁰ bend for 600 diameter pipe | No | 0 | 70000 | 70000 | 0
|  | xxii) 11¼⁰ bend for 315 diameter pipe | No | 0 | 6000 | 6000 | 0
|  | xxiii) 11¼⁰ bend for 350 diameter pipe | No | 0 | 9000 | 9000 | 0
|  | xxiv) 11¼⁰ bend for 400 diameter pipe | No | 0 | 14000 | 14000 | 0
|  | xxv) 11¼⁰ bend for 450 diameter pipe | No | 0 | 20000 | 20000 | 0
|  | xxvi) 11¼⁰ bend for 500 diameter pipe | No | 0 | 30000 | 30000 | 0
|  | xxvii) 11¼⁰ bend for 560 diameter pipe | No | 0 | 45000 | 45000 | 0
|  | xxviii) 11¼⁰ bend for 600 diameter pipe | No | 0 | 70000 | 70000 | 0
0
b) Stub and Flange for HDPE PN16 PE100 SDR11
|  | i) Stub and Flange for 315 diameter pipe | No | 0 | 2000 | 2000 | 0
|  | ii) Stub and Flange for 350 diameter pipe | No | 0 | 3000 | 3000 | 0
|  | iii) Stub and Flange for 400 diameter pipe | No | 0 | 4000 | 4000 | 0
|  | iv) Stub and Flange for 450 diameter pipe | No | 0 | 6000 | 6000 | 0
|  | v) Stub and Flange for 500 diameter pipe | No | 0 | 9000 | 9000 | 0
|  | vi) Stub and Flange for 560 diameter pipe | No | 0 | 12000 | 12000 | 0
|  | vii) Stub and Flange for 600 diameter pipe | No | 0 | 20000 | 20000 | 0
Carried Forward | [6 empty] | 0
Brought Forward | [6 empty] | 0
5.5 |  | Fittings to suit OPVC spigot & Socket ended pipes
5.5.1 |  | Spigot & socket ended Steel Bends Fusion Bonded Epoxy coated 250 microns including thrust blocks to suit OPVC pipes:
DN355
|  | i) 11¼° | No | 0 | 6000 | 6000 | 0
|  | ii) 22.5° | No | 0 | 6000 | 6000 | 0
|  | iii) 45° | No | 0 | 6500 | 6500 | 0
|  | iv) 90° | No | 0 | 6500 | 6500 | 0
DN400
|  | i) 11¼° | No | 0 | 14000 | 14000 | 0
|  | ii) 22.5° | No | 0 | 14000 | 14000 | 0
|  | iii) 45° | No | 0 | 16000 | 16000 | 0
|  | iv) 90° | No | 0 | 16000 | 16000 | 0
DN500
|  | i) 11¼° | No | 0 | 30000 | 30000 | 0
|  | ii) 22.5° | No | 0 | 30000 | 30000 | 0
|  | iii) 45° | No | 0 | 34000 | 34000 | 0
|  | iv) 90° | No | 0 | 34000 | 34000 | 0
DN550
|  | i) 11¼° | No | 0 | 44000 | 44000 | 0
|  | ii) 22.5° | No | 0 | 44000 | 44000 | 0
|  | iii) 45° | No | 0 | 47000 | 47000 | 0
|  | iv) 90° | No | 0 | 47000 | 47000 | 0
DN600
|  | i) 11¼° | No | 0 | 64000 | 64000 | 0
|  | ii) 22.5° | No | 0 | 64000 | 64000 | 0
|  | iii) 45° | No | 0 | 80000 | 80000 | 0
|  | iv) 90° | No | 0 | 80000 | 80000 | 0
5.6 | PSL 8.2.19(b) | Supply, handle, fixing, lay, bed of single chamber flanged double acting air release valves, complete with all fittings for connection to main line as per detail JW100-DET14-W01. (Rate to include all fittings required including isolation valve, couplings, wrapping of joints, chamber and cover , etc.) Air valves to be PN16 and Double Fusion Epoxy Bonded coated.
|  | i) DN80 | No | 0 | 50000 | 50000 | 0
|  | ii) DN100 | No | 0 | 60000 | 60000 | 0
|  | iii)DN150 | No | 9 | 90000 | 90000 | 810000
|  | iv)DN200 | No | 0 | 120000 | 120000 | 0
|  | v)DN250 | No | 0 | 180000 | 180000 | 0
Carried Forward | [6 empty] | 810000
Brought Forward | [6 empty] | 810000
5.7 |  | Supply, handle, lay and test through Horizotal Direction Drilling (through soft, medium and hard material) for depth not exceeding 10metres including supply of equipment for road crossings (Launch and reception pits will be paid under earthworks):
5.7.1 |  | (a) HDPE PE100 PN 8
|  | i) DN160 | m | 0 | 1900 | 1900 | 0
|  | ii) DN200 | m | 0 | 2200 | 2200 | 0
|  | iii) DN250 | m | 0 | 3500 | 3500 | 0
|  | iv) DN315 | m | 0 | 4200 | 4200 | 0
|  | v) DN355 | m | 0 | 5000 | 5000 | 0
|  | vi) DN400 | m | 0 | 6000 | 6000 | 0
|  | (vii) DN 450 | m | 0 | 7000 | 7000 | 0
|  | (viii) DN 500 | m | 0 | 8000 | 8000 | 0
|  | (ix) DN 630 | m | 0 | 15000 | 15000 | 0
|  | (x) DN 710 | m | 0 | 17000 | 17000 | 0
|  | (xi) DN 800 | m | 0 | 20000 | 20000 | 0
|  | (xii) DN 900 | m | 0 | 20000 | 20000 | 0
|  | (xiii) DN 1000 | m | 0 | 25000 | 25000 | 0
|  | (xiv) DN 1200 | m | 0 | 28000 | 28000 | 0
5.7.2 |  | Extra over for item 5.7.1(a) above for drilling into hard rock | m | 50 | 10000 | 10000 | 500000
5.8 | 8.2.3 | Manholes
5.8.1 |  | Manholes 1,000mm diameter complete with cover and frame
|  | a) > 0m but ≤ 2.0m deep | No. | 0 | 12000 | 12000 | 0
|  | b) > 2m but ≤ 3.0m deep | No. | 0 | 15000 | 15000 | 0
5.8.2 |  | Manholes 1,250mm diameter complete with cover and frame
|  | a) > 0m but ≤ 2.0m deep | No. | 0 | 14000 | 14000 | 0
|  | b) > 2m but ≤ 3.5m deep | No. | 0 | 18000 | 18000 | 0
|  | c) > 3.5m but ≤ 5.0m deep | No. | 0 | 22000 | 22000 | 0
5.8.3 |  | Manholes 1,500mm diameter complete with cover and frame
|  | a) > 0m but ≤ 2.0m deep | No. | 0 | 16000 | 16000 | 0
|  | b) > 2m but ≤ 3.5m deep | No. | 1 | 20000 | 20000 | 20000
|  | c) > 3.5m but ≤ 5.0m deep | No. | 0 | 28000 | 28000 | 0
5.8.4 |  | Demolish existing manholes where new manholes will be constructed for pipe diameters 160mm to 600mm
|  | a) > 0m but ≤ 2.0m deep | No. | 0 | 5000 | 5000 | 0
|  | b) > 2m but ≤ 3.5m deep | No. | 0 | 5000 | 5000 | 0
|  | c) > 3.5m but ≤ 5.0m deep | No. | 0 | 5000 | 5000 | 0
d) > 5m
5.8.5 |  | Demolish existing manholes where new manholes will be constructed for pipe diameters greater than 600mm to 1200mm
|  | a) > 0m but ≤ 2.0m deep | No. | 0 | 7000 | 7000 | 0
|  | b) > 2m but ≤ 3.5m deep | No. | 1 | 7000 | 7000 | 7000
|  | c) > 3.5m but ≤ 5.0m deep | No. | 0 | 10000 | 10000 | 0
|  | d) > 5m | No. | 0 | 10000 | 10000 | 0
Carried Forward | [6 empty] | 1337000
Brought Forward | [6 empty] | 1337000
5.8.6 |  | Repair manhole benching in existing manholes up to 5m
|  | a) 0mm - 1000mm diameter | No. | 0 | 4000 | 4000 | 0
|  | b) 1000mm - 1250mm diameter | No. | 0 | 4000 | 4000 | 0
|  | c) 1250mm - 1500mm diameter | No. | 1 | 6000 | 6000 | 6000
5.9 | 8.2.6 | Erf connections
a) Supply, bed, lay, joint, and test new property connection inclunding all fittings related to the erf connections(length of erf connection 30metres) as per detail JW100-DET2-S01
|  | i) 110mm dia. uPVC Class 34 spigot and socket pipes including joints to existing pipes and all other fittings | No. | 0 | 5000 | 5000 | 0
b) Supply, bed, lay, joint, and test new property connection inclunding all fittings related to the erf connections as per detail JW100-DET2-S01
|  | i) 110mm uPVC Class 34 spigot and socket pipes including joints to existing pipes and all other fittings | No | 0 | 5000 | 5000 | 0
5.10 |  | (a) Provisional Amount (R) for fittings not shown on detail | P.Sum | 1 | 15000 | 15000 | 15000
|  | (b) Profit on item 5.10 (a) above | % | 15000 | 0.1 | 0.1 | 1500
5.11 | 8.2.11 | Connect to existing Sewers
|  | Break existing manhole, channel and benching and rebuilt manhole with new channel and benching the rate shall include any temporary sewer diversion or over pumping required | No | 2 | 45000 | 45000 | 90000
5.12 | 8.2.12 | Raising or Lowering of Existing Manholes
|  | i) 1000mm diameter | No. | 0 | 2500 | 2500 | 0
|  | ii) 1250mm diameter | No. | 0 | 4000 | 4000 | 0
|  | iii) 1500mm diameter | No. | 0 | 5000 | 5000 | 0
SCHEDULE 5: SEWERS : CARRIED TO SUMMARY | [6 empty] | 1449500
6.0 |  | SCHEDULE 6: CCTV CAMERA SURVEY AND PIPE CRACKING
6.1 |  | CCTV surveys
6.1.1 | PS 4.2.39 | Cleaning of conduits for the following pipe diameter diameter before CCTV, pipe cracking and CIPP:
|  | a) 160 > and ≤ 355mm diameter | m | 0 | 100 | 100 | 0
|  | b) > 355mm diameter | m | 0 | 150 | 150 | 0
6.1.2 | PS 4.2.39 | Cleaning of conduits for the following pipe diameter diameter after installation if required:
|  | a) 160 > and ≤ 355mm diameter | m | 0 | 100 | 100 | 0
|  | b) > 355mm diameter | m | 2200 | 150 | 150 | 330000
6.1.3 | PS 4.2.40 | CCTV camera surveys of pipelines before upgrade works, of the following diameters. The CCTV should identify any house connections, manholes and any other detail and defects in the sewer line:
|  | a) 160 > and ≤ 355mm diameter | m | 0 | 90 | 90 | 0
|  | b) > 355mm diameter | m | 0 | 120 | 120 | 0
6.1.4 | PS 4.2.40 | CCTV camera surveys of pipelines after upgrade works, of the following diameters. The CCTV should identify any house connections, manholes and any other detail and defects in the sewer line:
|  | a) 160 > and ≤ 355mm diameter | m | 0 | 90 | 90 | 0
|  | b) > 355mm diameter | m | 2200 | 120 | 120 | 264000
6.2 |  | PIPE CRACKING
6.2.1 | P.S.4.2.50.1 | Supply, handle, lay and test through Pipe Cracking including supply of equipment (Launch and reception pits will be paid under earthworks):
(a) ALL PIPES
|  | i) DN160 | m | 0 | 2500 | 2500 | 0
|  | ii) DN200 | m | 0 | 3000 | 3000 | 0
|  | iii) DN250 | m | 0 | 4000 | 4000 | 0
|  | iv) DN315 | m | 0 | 6000 | 6000 | 0
|  | v) DN355 | m | 0 | 8000 | 8000 | 0
|  | vi) DN400 | m | 0 | 10000 | 10000 | 0
|  | (vii) DN 450 | m | 0 | 15000 | 15000 | 0
|  | (viii) DN 500 | m | 0 | 18000 | 18000 | 0
|  | (ix) DN 630 | m | 0 | 20000 | 20000 | 0
|  | (x) DN 710 | m | 0 | 22000 | 22000 | 0
|  | (xi) DN 800 | m | 0 | 25000 | 25000 | 0
|  | (xii) DN 900 | m | 0 | 28000 | 28000 | 0
|  | (xiii) DN 1000 | m | 0 | 30000 | 30000 | 0
|  | (xiv) DN 1200 | m | 0 | 35000 | 35000 | 0
6.2.2 |  | Overpumping and manhole isolation
Manhole length isolation
6.2.2.1 | P.S.4.2.50.3 | a) Plugging Conduits:
|  | i) 0 ≥ 150mm diameter | No. | 0 | 2000 | 2000 | 0
|  | ii) 150 > and ≤ 315mm diameter | No. | 0 | 4000 | 4000 | 0
|  | ii) 315 > and ≤ 500mm diameter | No. | 10 | 6000 | 6000 | 60000
|  | iii) 500> and ≤1000mm diameter | No. | 50 | 8000 | 8000 | 400000
|  | iii) 1000> and ≤1600mm diameter | No. | 0 | 9000 | 9000 | 0
6.2.2.2 | P.S.4.2.50.4 | b) Over-pumping
|  | i) 0 ≥ 150mm diameter maximum flow rate 40 litres per sec | hours | 0 | 1000 | 1000 | 0
|  | ii) 150 > and ≤ 315mm diameter maximum flow rate 170 litres per sec | hours | 0 | 1500 | 1500 | 0
|  | iii) 315 > and ≤ 500mm diameter maximum flow rate 430 litres per sec | hours | 189 | 3000 | 3000 | 567000
Carried Forward | [6 empty] | 1621000
Brought Forward | [6 empty] | 1621000
6.2.3 |  | Allow for reconnecting house connection after pipe cracking, rate shall include all fittings required (excavations and backfilling shall be paid under earthworks) | No | 0 | 4000 | 4000 | 0
6.2.4 |  | Point repairs to sewers for the following diameters before pipe cracking. Rate to include all materials and labour required. Excavation and backfilling measured under earthworks.
|  | i) DN150 | No | 0 | 2000 | 2000 | 0
|  | ii) DN200 | No | 0 | 2000 | 2000 | 0
|  | iii) DN250 | No | 0 | 2000 | 2000 | 0
|  | iv) DN315 | No | 0 | 3000 | 3000 | 0
|  | v) DN355 | No | 0 | 3000 | 3000 | 0
|  | vi) DN400 | No | 10 | 3500 | 3500 | 35000
|  | vii) DN 450 | No | 0 | 3500 | 3500 | 0
|  | viii) DN 525 | No | 0 | 4000 | 4000 | 0
|  | ix) DN 600 | No | 0 | 4000 | 4000 | 0
|  | x) DN 675 | No | 0 | 5000 | 5000 | 0
|  | xi) DN 750 | No | 10 | 6000 | 6000 | 60000
|  | xii) DN 825 | No | 0 | 9000 | 9000 | 0
|  | xiii) DN 950 | No | 0 | 11000 | 11000 | 0
|  | xiv) DN 900 | No | 5 | 12000 | 12000 | 60000
|  | xv) DN 1050 | No | 0 | 15000 | 15000 | 0
|  | xvi) DN 1200 | No | 0 | 18000 | 18000 | 0
6.2.5 |  | CIPP (CURED IN PLACE PIPE)
6.2.5.1 |  | Specialist removal/cleaning of obstructions:
|  | Precision root cutters | hr | 0 | 1500 | 1500 | 0
6.2.5.2 |  | Non-structural liner for the following diameters:
|  | i) DN150 | m | 0 | 2000 | 2000 | 0
|  | ii) DN200 | m | 0 | 2500 | 2500 | 0
|  | iii) DN250 | m | 0 | 2500 | 2500 | 0
|  | iv) DN315 | m | 0 | 4000 | 4000 | 0
|  | v) DN355 | m | 0 | 5000 | 5000 | 0
|  | vi) DN400 | m | 0 | 5500 | 5500 | 0
|  | vii) DN 450 | m | 0 | 6000 | 6000 | 0
|  | viii) DN 525 | m | 0 | 10000 | 10000 | 0
|  | ix) DN 600 | m | 0 | 12000 | 12000 | 0
|  | x) DN 675 | m | 0 | 14000 | 14000 | 0
|  | xi) DN 750 | m | 0 | 15000 | 15000 | 0
|  | xii) DN 825 | m | 0 | 15000 | 15000 | 0
|  | xiii) DN 950 | m | 0 | 15000 | 15000 | 0
|  | xiv) DN 900 | m | 0 | 15000 | 15000 | 0
|  | xv) DN 1050 | m | 0 | 17000 | 17000 | 0
|  | xvi) DN 1200 | m | 0 | 17000 | 17000 | 0
6.3 | SANS1200LG | PIPE JACKING
6.3.1 | 8.2.1 | Jacking Establishment
6.3.1.1 |  | a) Fixed Charges | Sum | 0 | 1500000 | 1500000 | 0
6.3.1.2 |  | b) Time Related charges | Sum | 0 | 2000000 | 2000000 | 0
6.4 | 8.2.6 | Supply and install the following pipes through pipe Jacking Method, Complete with excavations, concrete sleeve pipes to suit etc:
a) Supply and installation of in-the-wall joint concrete Sleeve pipes 100D with sliding rubber rings
6.4.1 |  | i) 900mm ND concrete pipe | m | 0 | 15000 | 15000 | 0
6.4.2 |  | ii) 1117mm ND concrete pipe | m | 0 | 15000 | 15000 | 0
6.4.3 |  | iii) 1473mm ND concrete pipe | m | 0 | 20000 | 20000 | 0
6.4.4 |  | iv) 1678mm ND concrete pipe | m | 0 | 22000 | 22000 | 0
6.4.5 |  | v) 1800mm ND concrete pipe | m | 0 | 25000 | 25000 | 0
6.4.6 |  | vi) 2000mm ND concrete pipe | m | 0 | 30000 | 30000 | 0
6.4.7 |  | vii) 2250mm ND concrete pipe | m | 0 | 40000 | 40000 | 0
6.4.8 |  | viii) 2500mm ND concrete pipe | m | 0 | 60000 | 60000 | 0
Carried Forward | [6 empty] | 1776000
Brought Forward | [6 empty] | 1776000
b) Supply and installation of pipes including all supports:
6.4.9 |  | i) 400mm HDPE PN16 PE100 SDR11 butt welded | m | 0 | 6000 | 6000 | 0
6.4.10 |  | ii) 450mm HDPE PN16 PE100 SDR11 butt welded | m | 0 | 7000 | 7000 | 0
6.4.11 |  | iii) 500mm HDPE PN16 PE100 SDR11 butt welded | m | 0 | 8000 | 8000 | 0
6.4.12 |  | iv) 630mm HDPE PN16 PE100 SDR11 butt welded | m | 0 | 12000 | 12000 | 0
6.4.13 |  | v) 710mm HDPE PN16 PE100 SDR11 butt welded | m | 0 | 15000 | 15000 | 0
6.4.14 |  | vi) 800mm HDPE PN16 PE100 SDR11 butt welded | m | 0 | 17000 | 17000 | 0
6.4.15 |  | vii) 900mm HDPE PN16 PE100 SDR11 butt welded | m | 0 | 20000 | 20000 | 0
6.4.16 |  | viii) 1000mm HDPE PN16 PE100 SDR11 butt welded | m | 0 | 24000 | 24000 | 0
6.4.17 |  | ix) 1200mm HDPE PN16 PE100 SDR11 butt welded | m | 0 | 28000 | 28000 | 0
6.5 | 8.2.7 | Extra-over for 8.2.6 for Lengths of Pipeline greater than 85 metres | m | 0 | 5000 | 5000 | 0
6.6 | 8.2.8 | Extra-over 8.2.6 for Excavations in Rock | m³ | 0 | 6000 | 6000 | 0
6.7 | 8.2.9 | Stabilisation of Unstable Areas or Grouting of Voids were Ordered by the Employer's Agent
6.7.1 |  | a) Provision and Establishment of Equipment on Site, and Removal on Completion of the Operation: | Sum | 0 | 50000 | 50000 | 0
6.7.2 |  | b) Operation of Equipment | Day | 0 | 30000 | 30000 | 0
6.7.3 |  | c) Materials used | m³ | 0 | 4000 | 4000 | 0
6.8 | 8.2.10 | Standing Time for Pipe Jacking Gang the Jacking Equipment Covered in 8.2.1 | hr | 0 | 40000 | 40000 | 0
SCHEDULE 6: CCTV CAMERA SURVEY AND PIPE CRACKING : CARRIED TO SUMMARY | [6 empty] | 1776000
7.0 | SABS | GABIONS AND PITCHING
1200 DK
7.1 | 8.2.1 | Surface preparation for bedding of gabions
|  | a) Cavities filled with approved excavated material | m³ | 0 | 250 | 250 | 0
|  | b) Cavities filled with Grade 15 concrete | m³ | 0 | 2500 | 2500 | 0
(Provisional)
7.2 | 8.2.2 | Gabions
Supply, place, fill with stones,lacing and bracing gabions boxes or mattresses, the rate should include the supply of stones:
(Double twist hexagonal wire mesh to SANS 1580:2005) Mesh Type 80 with 2,7/3,7mm Class A Galvanised and uPVC coated wire
7.2.1 |  | a) Gabion mattrasses
|  | 2 m x 2 m x 0.3 m | m³ | 0 | 4000 | 4000 | 0
(b) Gabion boxes
|  | 1m x 1m x1m | m³ | 0 | 3000 | 3000 | 0
7.3 | 8.2.4 | Supply and install Geotextile membrane:
7.3.1 |  | a) AG150 - Minimun Energy Absorption - 4,0kN/m | m² | 0 | 40 | 40 | 0
7.4 | 8.2.5 | Pitching
7.4.1 |  | a) Medium pitching - plain | m² | 0 | 400 | 400 | 0
SCHEDULE 7: GABIONS AND PITCHING : CARRIED TO SUMMARY | [6 empty] | 0
8.0 |  | SCHEDULE 8 : Ablution Blocks and VIP Toilets
8.1 | PA | VIP AND ABLUTION BLOCKS:
| PA 3.1 | (a) Supply, Deliver and install a pre cast VIP toilet including all accessories | No | 0 | 15000 | 15000 | 0
| PA 3.2 | (b) Supply, Deliver and install a Precast VIP toilet for disabled people icluding all accesories | No | 0 | 15000 | 15000 | 0
| PA 3.3 | (c) Supply, Deliver and install Precast Waterborne toilet including all accessories including drainnage connection with all accessories | No | 0 | 20000 | 20000 | 0
| PA 3.4 | (d) Supply, Deliver and install Precast Waterborne toilet for disabled people including all accessories including drainnage connection with all accessories | No | 0 | 20000 | 20000 | 0
8.2 |  | VIP SUBSTRUCTURE
| PA 3.5 | (a) Supply, Deliver and install a pre cast VIP sub structure complete with beams | No | 0 | 7000 | 7000 | 0
| PA 3.6 | (b) Supply and Erection of Brickworks ( Excavation to be paid under Section D) | m2 | 0 | 800 | 800 | 0
| PA 3.7 | c) Supply and pplication of Water proof sealant only on instruction of Employer's Agent | m2 | 0 | 150 | 150 | 0
| PA 2.3 | (d) Extraover of 6mm single coat cement plaster on brick substructure according to | m2 | 0 | 200 | 200 | 0
SANS 2001-EMI: 2007
8.3 |  | ABLUTION BLOCKS:
| PA 3.8 | (a) Supply and Install 12m X 2.4m Prefabricated Female Ablution Unit | No | 0 | 500000 | 500000 | 0
| PA 3.9 | (b) Supply and Install 12m X 2.4m Prefabricated Male Ablution Unit | No | 0 | 500000 | 500000 | 0
| PA 3.10 | (c) Supply and install 6m X 2.4m Prefabricated Male Ablution Unit | No | 0 | 300000 | 300000 | 0
| PA 3.11 | (d) Supply and install 6m X 2.4m Prefabricated Female Ablution Unit | No | 0 | 300000 | 300000 | 0
8.4 | PA | Wash Trouph:
|  | (a) Provide and install double concrete wash trough including stand, two taps, | No | 0 | 4000 | 4000 | 0
fixing into the ablution Block, drainnage and water connection
8.5 | PA | Guard House
|  | (a) Provsional sum for supply and erection of security guard house | P/S | 0 | 10000 | 10000 | 0
8.6 | PA | Supply and erection of new fencing material:
| PA | a) Supply, delivery and installation of steel wire mesh fencing around the ablution blocks (0.9mm x 90mm x 1.8mm x 5000mm) including gate, galvanised steel poles, concrete footings, transportation and installation (incl. labour) | m | 0 | 3000 | 3000 | 0
SCHEDULE 8 : Ablution Blocks and VIP Toilets : CARRIED TO SUMMARY | [6 empty] | 0
Summary Page
1 |  | SCHEDULE 1: PRELIMINARY AND GENERAL |  | 6273762
2 |  | SCHEDULE 2: SITE CLEARANCE |  | 2449900
3 |  | SCHEDULE 3: EARTHWORKS (PIPE TRENCHES) |  | 14289250
4 |  | SCHEDULE 4: BEDDING (PIPES) |  | 1613200
5 |  | SCHEDULE 5: SEWERS |  | 1449500
6 |  | SCHEDULE 6: CCTV CAMERA SURVEY AND PIPE CRACKING |  | 1776000
7 |  | SCHEDULE 7: GABIONS AND PITCHING |  | 0
8 |  | SCHEDULE 8 : Ablution Blocks and VIP Toilets |  | 0
9 |  | SUBTOTAL |  | 27851612
10 |  | Allowance for Escallations |  | 7603490.076
11 |  | TOTAL |  | 35455102.076
12 |  | Add 15% VAT |  | 5318265.3114
13 |  | Grand Total |  | 40773367.3874
|  | Construction Duration |  | 10 |  | Month(s)
|  | Anticipated Start Date |  | 2024-12-31
|  | Anticipated Completion Date |  | 2025-11-06
|  |  |  | 27 |  | 0.065 | 4887957.906
|  |  |  | 15 |  | 0.065 | 2715532.17
7603490.076
Formulas:
Rate (Esc) = IF(TODAY()<45150,[Cool Action],IF(TODAY()<45515,[Cool Action]*(1+Escalations!$D3),[Cool Action]*(1+Escalations!$D3)*(1+Escalations!$D4)))

## DKPB (hidden)
Item No. | Payment Clause | Description | Unit | Qty | DKPB | Rate (Esc) | Amount
1 | SABS 1200A & 1200AB | SCHEDULE 1: PRELIMINARY AND GENERAL
1.1 | 8.3 | FIXED-CHARGE ITEMS
1.1.1 | 8.3.1 | Contractual requirements | Sum | 1 | 1023121 | 1023121 | 1023121
1.1.2 | 8.3.2 | Provision of facilities on site:
| 8.3.2.1 | 1) Facilities for Engineer:
|  | a)Engineers Office Type 2 and parking (No.=2) | Sum | 1 | 25000 | 25000 | 25000
|  | b)Nameboards (No=2) | Sum | 1 | 14250 | 14250 | 14250
|  | c) Communication | P/S | 0 | 15000 | 15000 | 0
|  | d) Overhead profit on item 1.1.2(c) above | % | 15000 | 0.1 | 0.1 | 1500
|  | e) Meeting room Type 1 | Sum | 1 | 13500 | 13500 | 13500
|  | f) Latrine facilities | Sum | 1 | 9521 | 9521 | 9521
1.1.3 | 8.3.2.2 | 2) Facilities for the Contractor
|  | a) Offices and storage sheds | Sum | 1 | 65000 | 65000 | 65000
|  | b) Ablution and latrine facilities | Sum | 1 | 7500 | 7500 | 7500
|  | c) Tools and equipment | Sum | 1 | 0 | 0 | 0
|  | d) Access (see sub-clause 5.8) | Sum | 1 | 0 | 0 | 0
|  | e) Water supplies, electric power and communications | Sum | 1 | 6321 | 6321 | 6321
|  | f) Dealing with water | Sum | 1 | 1000 | 1000 | 1000
1.1.4 | PSA 8.3.5.2 | OHS Act Obligations (Compilation of OHSAct file) | Sum | 1 | 14250 | 14250 | 14250
1.1.5 |  | Complaince with all COVID fixed items Requirements | Sum | 0 | 8500 | 8500 | 0
1.1.6 | PSA 8.3.5.3 | EMP Obligations | Sum | 1 | 1000 | 1000 | 1000
1.1.7 | PSA 8.3.5.1 | Issuing of notices to consumers also refer to PS6.6 | Sum | 1 | 500 | 500 | 500
1.1.8 | 8.3.4 | Removal of site Establishment | Sum | 1 | 16500 | 16500 | 16500
1.2 | 8.4 | TIME RELATED ITEMS
1.2.1 | 8.4.1 | Contractual requirements | month | 10 | 65000 | 65000 | 650000
| 8.4.2 | Operation and maintainance of facilities on site.
1.2.2 | 8.4.2.1 | 1) Facilities for Engineer:
|  | a)Engineers Office Type 2 and parking (No.=2) | month | 10 | 35000 | 35000 | 350000
|  | b)Nameboards (No=2) | month | 10 | 0 | 0 | 0
|  | c) Communication | P/S | 0 | 15000 | 15000 | 0
|  | d) Overhead profit on item 1.2.2(c) above | % | 0 | 0.1 | 0.1 | 0
|  | e) Meeting room Type 1 | month | 10 | 6500 | 6500 | 65000
|  | f) Latrine facilities | month | 10 | 2051 | 2051 | 20510
1.2.3 | 8.4.2.2 | Facilities for the Contractor:
|  | a) Offices and storage sheds | month | 10 | 35000 | 35000 | 350000
|  | b) Ablution and latrine facilities | month | 10 | 7500 | 7500 | 75000
|  | c) Tools and equipment | month | 10 | 0 | 0 | 0
|  | d) Access (see sub-clause 5.8) | month | 10 | 0 | 0 | 0
|  | e) Plant | month | 10 | 0 | 0 | 0
|  | f) Water supplies, electric power and communications | month | 10 | 0 | 0 | 0
|  | g) Dealing with water | month | 10 | 0 | 0 | 0
1.2.4 | 8.4.3 | Supervision for the duration of construction | month | 10 | 85000 | 85000 | 850000
1.2.5 | 8.4.4 | Company and head office overhead costs for the duration of the Contract | month | 10 | 35000 | 35000 | 350000
1.2.6 | PSA 8.4.6.2 | Security Services | month | 10 | 45000 | 45000 | 450000
1.3 | OHS Spec. | Allow for compliance with all aspects of the OHS specification including:
1.3.1 | PSA 8.4.6.4 | Risk assesment | month | 10 | 0 | 0 | 0
1.3.2 | PSA 8.4.6.1(1) | Complaince with Health and Safety Plan including Safety Officer Salary | month | 10 | 18500 | 18500 | 185000
1.3.3 |  | Complaince with all COVID requirements | month | 0 | 9500 | 9500 | 0
Carried Forward | [6 empty] | 4544473
Brought Forward | [6 empty] | 4544473
1.4 | EMP | Allow for compliance with all aspects of the EMP/Authorizations including
1.4.1 | PSA 8.4.6.1(2) | a)Environmental Officer Salary | month | 10 | 18500 | 18500 | 185000
1.4.2 | PSA 8.4.6.1(3) | b) Environmental Control Officer | P/S | 0 | 360000 | 360000 | 0
1.4.3 |  | c) Overheads, charges and profit on item 1.4.2(b) above | % | 0 | 0.1 | 0.1 | 0
1.5 | 8.6 | Prime cost items
1.5.1 |  | a) Materials used in the execution of dayworks | P/S | 1 | 20000 | 20000 | 20000
1.5.2 |  | b) Overheads, charges and profit on item 1.4.1(a) above | % | 20000 | 0.1 | 0.1 | 2000
1.6 | 8.8 | TEMPORARY WORKS
1.6.1 | 8.8.2 | Dealing with traffic for the duration of the Contract | Sum | 1 | 12500 | 12500 | 12500
1.6.2 | 8.8.6 | Dealing with water | Sum | 1 | 1000 | 1000 | 1000
1.6.3 | 8.8.4 | Existing services
1.6.4 | PSA 8.8.4 (a) | a) Supply or hire of specialist equipment for the detection and Scanning of existing services. | P/S | 1 | 50000 | 50000 | 50000
1.6.5 |  | Profit on item 1.6.4 (a) above | % | 50000 | 0.1 | 0.1 | 5000
1.6.6 | PSA 8.8.4 (b) | b) Excavation by hand to expose existing services. | m3 | 100 |  | 0 | 0
1.7 | PSA 8.5 | PROVISIONAL SUMS STATED BY ENGINEER
|  | a) Reinstatement of asphalt by JRA | P/S | 1 | 500000 | 500000 | 500000
|  | b) Engineer's Equipment and Independent testing | P/S | 1 | 100000 | 100000 | 100000
|  | c) Temporary protection of existing services | P/S | 1 | 45000 | 45000 | 45000
|  | d) Community Liaison Officer | P/S | 1 | 100000 | 100000 | 100000
|  | e) Landscaping and including irrigation system | P/S | 1 | 50000 | 50000 | 50000
|  | f) Relocation of existing services | P/S | 1 | 25000 | 25000 | 25000
|  | g) Training of local labour | P/S | 1 | 100000 | 100000 | 100000
|  | h) Alterations and connection to Municipal services and repair to damaged services where approved by Engineer | P/S | 1 | 20000 | 20000 | 20000
|  | i) Disposal of Asbestos | P/S | 0 | 100000 | 100000 | 0
|  | j) Investigations as ordered by the Engineer | P/S | 1 | 120000 | 120000 | 120000
|  | k) Survey as per the Engineer's instruction. Rate to include for a CD with AutoCAD drawing/s and co-ordinates data in CSV or text format. | P/S | 1 | 250000 | 250000 | 250000
|  | l) Overheads, charges and profit on items (a-k) above | % | 1410000 | 0.1 | 0.1 | 141000
1.8 | P.S 3.2.8 | m) Overheads, charges and profit on items and Management fees for SMMEs based on SMME value paid to them (Value of Provisional Sum provided is indicative and will depend on a work package allocation) | P/S | 1 | 100000 | 100000 | 100000
|  | n) Overheads, charges and profit on item m above (Value of Provisional Sum provided is indicative and will depend on a work package allocation) | % | 8527895.7 | 0.1 | 0.1 | 852789.57
1.9 | 8.7 | Day works (to be executed on instruction from the Engineer)
Labour
|  | a) Unskilled | hr | 10 | 55 | 55 | 550
|  | b) Semi skilled | hr | 10 | 65 | 65 | 650
|  | c) Skilled | hr | 10 | 85 | 85 | 850
|  | d) Armed Security guard | hr | 10 | 650 | 650 | 6500
Tipper truck
|  | a) Capacity 6m³ (small) | hr | 10 | 300 | 300 | 3000
|  | b) Capacity 10m³ (medium) | hr | 10 | 410 | 410 | 4100
|  | c) Capacity 12m³ (large) | hr | 10 | 525 | 525 | 5250
Flat bed tracks
|  | a) Capacity 3 ton (small) | hr | 10 | 105 | 105 | 1050
|  | b) Capacity 5 ton (medium) | hr | 10 | 205 | 205 | 2050
|  | c) Capacity 10 ton (large) | hr | 10 | 302 | 302 | 3020
Carried Forward | [6 empty] | 7250782.57
Brought Forward | [6 empty] | 7250782.57
LDV's
|  | a) Capacity 1 ton | hr | 10 | 125 | 125 | 1250
Conservancy/ Water tankers
|  | a) Capacity 6,000 litres (small) | hr | 10 | 410 | 410 | 4100
|  | b) Capacity 9,000 litres (medium) | hr | 10 | 425 | 425 | 4250
|  | c) Capacity 15,000 litres (large) | hr | 10 | 525 | 525 | 5250
Excavator (Crawler excavator)
|  | a) 20 tonne | hr | 10 | 450 | 450 | 4500
|  | b) 30 tonne | hr | 10 | 650 | 650 | 6500
TLB's (Tractor loader backhoe)
|  | a) 2x4 | hr | 10 | 400 | 400 | 4000
|  | b) 4x4 | hr | 10 | 425 | 425 | 4250
Walk behind vibrating rollers
|  | a) Model BW 61 (small) | hr | 10 | 105 | 105 | 1050
|  | b) Model BW 76 (medium) | hr | 10 | 125 | 125 | 1250
|  | c) Model BW 90 (large) | hr | 10 | 140 | 140 | 1400
Compactors
|  | b) Plate compactor | hr | 10 | 105 | 105 | 1050
Compressors (Potable Diesiel Compressor)
|  | a) Small | hr | 10 | 402 | 402 | 4020
|  | b) Medium | hr | 10 | 425 | 425 | 4250
|  | c) Large | hr | 10 | 435 | 435 | 4350
Portable water pumps
|  | a) Small | hr | 10 | 302 | 302 | 3020
|  | b) Medium | hr | 10 | 355 | 355 | 3550
|  | c) Large | hr | 10 | 345 | 345 | 3450
SCHEDULE 1: PRELIMINARY AND GENERAL: CARRIED TO SUMMARY | [6 empty] | 7312272.57
2 | SANS 1200C | SCHEDULE 2: SITE CLEARANCE
2.1 | 8.2.1 | Clear and grub for width of 3 metres along the pipe route | m | 2200 | 50 | 50 | 110000
2.2 | PSC 8.2.5 | Take down existing masonry walls, palisade fences and other obstructions on the pipe route
|  | a)110mm wall | m² | 50 | 200 | 200 | 10000
|  | b) 220mm wall | m² | 50 | 200 | 200 | 10000
|  | c) 330mm wall | m² | 50 | 200 | 200 | 10000
|  | d) steel pallisade fences | m² | 50 | 100 | 100 | 5000
2.3 | 8.2.10 | Remove topsoil to nominal depth of 150mm and stockpile | m³ | 1485 | 180 | 180 | 267300
2.4 | PSC 8.2.11b | Removal of man-made surfaces
a) Roadway, Asphalt and other layers
|  | i) Asphalt (≤ 50mm thick) and including base, sub-base and subgrades layers up to 800mm deep | m² | 150 | 185 | 185 | 27750
|  | ii) Asphalt (> 50mm ≤ 100mm thick) and including base, sub-base and subgrades layers up to 800mm deep | m² | 150 | 185 | 185 | 27750
b) Footways and Driveways
|  | i) Asphalt ≤ 50mm thickness | m² | 75 | 185 | 185 | 13875
|  | ii) Asphalt > 50 ≤ 100mm thickness | m² | 75 | 185 | 185 | 13875
|  | iii) Interlocking concrete segmental paving blocks (all colours) | m² | 650 | 95 | 95 | 61750
|  | iv) Concrete slabs (450 x 450mm) | m² | 50 | 210 | 210 | 10500
|  | v)Brick paving | m² | 30 | 105 | 105 | 3150
|  | vi)Unreinforced concrete ≤ 75mm thick | m² | 10 | 410 | 410 | 4100
|  | vii)Reinforced concrete ≤ 75mm thick | m² | 10 | 465 | 465 | 4650
|  | viii)Grassing | m² | 1650 | 105 | 105 | 173250
|  | ix)Kerbing (all types of kerbing) | m | 175 | 65 | 65 | 11375
2.4.1 | PSC 8.2.12.1 | Backfilling and reinstatement of roads
|  | (a) 150mm base | m³ | 110 | 350 | 350 | 38500
|  | (b) 150mm subbase | m³ | 110 | 325 | 325 | 35750
|  | (c)150mm selected subgrade | m³ | 300 | 320 | 320 | 96000
2.4.2 | PSC 8.2.12.2 | Backfilling and reinstatement of footways
a)Using removed materials:
|  | Interlocking concrete segmental paving blocks (all colours) | m² | 650 | 125 | 125 | 81250
|  | Brick paving | m² | 30 | 125 | 125 | 3750
|  | Grassing | m² | 350 | 105 | 105 | 36750
|  | Kerbing (all types of kerbing) | m | 175 | 165 | 165 | 28875
b)
|  | ≤50mm thick Bitumen hot - mix: Fine | m² | 225 | 850 | 850 | 191250
|  | >50mm≤100mm thick Bitumen hot - mix: Fine | m² | 225 | 950 | 950 | 213750
|  | Interlocking concrete segmental paving blocks, including a 20mm river sand bedding layer, jointing sand (plaster sand) and mortar infill between edge restraint and blocks | m² | 150 | 165 | 165 | 24750
|  | Concrete slabs (450 x 450mm) including a 20mm river sand bedding layer, jointing mortar | m² | 50 | 410 | 410 | 20500
|  | Brick paving including a 20mm river sand bedding layer, jointing sand (plaster sand) and mortar infill between edge restraint and bricks | m² | 18 | 302 | 302 | 5436
|  | Unreinforced concrete ≤ 75mm thick (15MPa) | m² | 10 | 410 | 410 | 4100
|  | Reinforced concrete ≤ 75mm thick (15MPa) | m² | 10 | 425 | 425 | 4250
|  | Grassing | m² | 1300 | 104 | 104 | 135200
|  | Kerbing, including a 50mm bedding (cement and river sand), jointing mortar and 15MPa concrete haunching at all joints | m | 10 | 185 | 185 | 1850
Carried Forward | [6 empty] | 1686286
Brought Forward | [6 empty] | 1686286
2.4.3 | PSC 8.2.13 | Reinstatement of existing masonry walls and palisade fences
a) Face Brick
|  | 110mm wall | m² | 25 | 605 | 605 | 15125
|  | 220mm wall | m² | 25 | 605 | 605 | 15125
|  | 330mm wall | m² | 25 | 805 | 805 | 20125
b) Plastered
|  | 110mm wall | m² | 25 | 325 | 325 | 8125
|  | 220mm wall | m² | 25 | 340 | 340 | 8500
|  | 330mm wall | m² | 25 | 365 | 365 | 9125
|  | c)Steel Palisade fences (2.1m height) | m² | 50 | 100 | 100 | 5000
|  | d)Reinstatement of existing outer buildings to its original state or to Enginner satisifaction | No. | 0 | 1020 | 1020 | 0
SCHEDULE 2: SITE CLEARANCE: CARRIED TO SUMMARY | [6 empty] | 1767411
3.0 | SANS 1200DB | SCHEDULE 3: EARTHWORKS (PIPE TRENCHES)
3.1 | 8.3.2 | Excavation
(a) Excavate in all materials, backfill and compact and dispose of surplus and unsuitable materials within the free haul distance, for trenches (including shoring and or bracing of trench sides)
|  | i) > 0m but ≤ 1.5m deep | m³ | 5840 | 285 | 285 | 1664400
|  | ii) > 1.5m but ≤ 2.5m deep | m³ | 3960 | 385 | 385 | 1524600
|  | iii) > 2.5m but ≤ 3.5m deep | m³ | 3960 | 410 | 410 | 1623600
|  | iv) > 3.5m deep | m³ | 1650 | 580 | 580 | 957000
(b) Extra over item (a) above for:
|  | i) Intermediate material | m³ | 2500 | 80 | 80 | 200000
|  | ii) Hard rock material | m³ | 1650 | 525 | 525 | 866250
|  | iii) Boulder excavation | m³ | 750 | 610 | 610 | 457500
3.2 | 8.3.3 | Excavation ancillaries
| 8.3.3.1 | Make up deficiency in backfill material:
|  | a) By importation from commercial source or off-site sources selected by the Contractor | m³ | 2500 | 510 | 510 | 1275000
3.3 |  | Additional compaction
| 8.3.3.3 | Compaction in road reserve
|  | a) Additional compaction to 93% mod AASHTO density in road reserves | m³ | 520 | 320 | 320 | 166400
3.4 | PSDB 8.3.5 | Existing services that intersect or adjoin a pipe trench:
a) Service that intersect a trench
|  | (i) Cables. | No. | 85 | 50 | 50 | 4250
|  | (ii) Water mains | No. | 25 | 50 | 50 | 1250
|  | (iii) Water house connections | No. | 125 | 50 | 50 | 6250
|  | (iv) Sewer pipes up to 400 mm dia. | No. | 55 | 50 | 50 | 2750
|  | (v) Storm water pipes up to 1050 mm dia. | No. | 45 | 50 | 50 | 2250
|  | (vi) Kerbs and channels | No. | 56 | 50 | 50 | 2800
b) Services that adjoin a trench
|  | (i) Cables. | m | 750 | 100 | 100 | 75000
|  | (ii) Water mains | m | 750 | 200 | 200 | 150000
|  | (iii) Storm water pipes up to 1050 mm dia. | m | 1680 | 200 | 200 | 336000
|  | (iv) Kerbs and channels | m | 780 | 200 | 200 | 156000
|  | (v) Sewer pipes up to 400 mm dia. | m | 2200 | 200 | 200 | 440000
3.4 | PSDB 8.3.5 | (c) Services that require special care | No | 15 | 200 | 200 | 3000
SCHEDULE 3: EARTHWORKS (PIPE TRENCHES): CARRIED TO SUMMARY | [6 empty] | 9914300
4.0 | SANS 1200LB | SCHEDULE 4: BEDDING (PIPES)
4.1 |  | Provision of bedding:
4.1.1 | 8.2.1 | (a) from trench excavations
|  | i) selected granular material | m³ | 2711 | 200 | 200 | 542200
|  | ii) selected fill material | m³ | 660 | 200 | 200 | 132000
4.1.2 | 8.2.2.3 | (b) from commercial sources
|  | i) selected granular material | m³ | 290 | 500 | 500 | 145000
|  | ii) selected fill material | m³ | 120 | 500 | 500 | 60000
|  | (iii) Bidim A2 | m² | 1800 | 85 | 85 | 153000
|  | (iv) 19mm crusher run stone | m³ | 275 | 610 | 610 | 167750
|  | (v) Dump Rock | m³ | 225 | 1020 | 1020 | 229500
SCHEDULE 4: BEDDING (PIPES): CARRIED TO SUMMARY | [6 empty] | 1429450
5.0 | SANS 1200LD | SCHEDULE 5: SEWERS
5.1 | 8.2.1 | Supply, lay, joint, bed, backfill on Flexible bedding and test the following pipes as detailed in the project specifications for gravity lines:
5.1.1 |  | (a) Class 34/300 uPVC heavy duty sewer pipe
|  | i) DN160 | m | 0 | 285 | 285 | 0
|  | ii) DN200 | m | 0 | 312 | 312 | 0
|  | iii) DN250 | m | 0 | 519 | 519 | 0
|  | iv) DN315 | m | 0 | 807 | 807 | 0
|  | v) DN355 | m | 0 | 950 | 950 | 0
|  | vi) DN400 | m | 0 | 1273 | 1273 | 0
|  | (vii) DN 450 | m | 0 | 1713 | 1713 | 0
|  | (vii) DN 500 | m | 0 | 1803 | 1803 | 0
|  | (ix) DN 630 | m | 0 | 1987 | 1987 | 0
5.1.2 |  | (b) HDPE PE100 PN8
|  | i) DN160 | m | 0 | 850 | 850 | 0
|  | ii) DN200 | m | 0 | 1450 | 1450 | 0
|  | iii) DN250 | m | 0 | 1622 | 1622 | 0
|  | iv) DN315 | m | 0 | 1695 | 1695 | 0
|  | v) DN355 | m | 0 | 1805 | 1805 | 0
|  | vi) DN400 | m | 0 | 2035 | 2035 | 0
|  | (vii) DN 450 | m | 0 | 2756 | 2756 | 0
|  | (viii) DN 500 | m | 0 | 3556 | 3556 | 0
|  | (ix) DN 630 | m | 0 | 3996 | 3996 | 0
|  | (x) DN 710 | m | 0 | 4025 | 4025 | 0
|  | (xi) DN 800 | m | 0 | 4665 | 4665 | 0
|  | (xii) DN 900 | m | 0 | 12531 | 12531 | 0
|  | (xiii) DN 1000 | m | 0 | 16521 | 16521 | 0
|  | (xiv) DN 1200 | m | 0 | 16955 | 16955 | 0
5.1.3 |  | (c) Concrete heavy duty sewer pipe Class 100D-SI pipes with sacrificial layer.
|  | i) DN300 | m | 0 | 1020 | 1020 | 0
|  | ii) DN375 | m | 0 | 1650 | 1650 | 0
|  | (iii) DN 450 | m | 0 | 2511 | 2511 | 0
|  | (iv) DN 525 | m | 0 | 3621 | 3621 | 0
|  | (v) DN 600 | m | 0 | 4023 | 4023 | 0
|  | (vi) DN 675 | m | 0 | 4556 | 4556 | 0
|  | (vii) DN 750 | m | 0 | 6321 | 6321 | 0
|  | (viii) DN 825 | m | 0 | 7023 | 7023 | 0
|  | (ix) DN 900 | m | 0 | 7536 | 7536 | 0
|  | (x) DN 1050 | m | 0 | 8021 | 8021 | 0
|  | (xi) DN 1200 | m | 0 | 12531 | 12531 | 0
Carried Forward | [6 empty] | 0
Brought Forward | [6 empty] | 0
5.1.4 |  | (d) HDPE spiral reinforced pipes
|  | (i) DN400 | m | 0 | 1020 | 1020 | 0
|  | (ii) DN 450 | m | 0 | 1650 | 1650 | 0
|  | (iii) DN 500 | m | 0 | 2511 | 2511 | 0
|  | (iv) DN 600 | m | 0 | 3621 | 3621 | 0
|  | (v) DN 700 | m | 0 | 4023 | 4023 | 0
|  | (vi) DN 800 | m | 0 | 4556 | 4556 | 0
|  | (vii) DN 900 | m | 0 | 6321 | 6321 | 0
|  | (viii) DN 1000 | m | 0 | 7023 | 7023 | 0
|  | (ix) DN 1100 | m | 0 | 7536 | 7536 | 0
|  | (x) DN 1200 | m | 0 | 8021 | 8021 | 0
5.2 |  | Sewer Rising Mains:
5.2.1 |  | a) Supply, lay, bed (class B bedding), all test and disinfect, backfill sipogot and socket joints high impact mPVC Class 16 pipes:
|  | i) DN315 | m | 0 | 2010 | 2010 | 0
5.2.2 |  | b) Supply, lay, bed (class B bedding), all test and disinfect, backfill complete joints to be butt welded or electro fusion, HDPE PE100 SDR11 PN16 pipes:
|  | i) DN315 | m | 0 | 1429 | 1429 | 0
|  | ii) DN355 | m | 0 | 2010 | 2010 | 0
|  | iii) DN400 | m | 0 | 2314 | 2314 | 0
|  | iv) DN450 | m | 0 | 2754 | 2754 | 0
|  | v) DN500 | m | 0 | 3056 | 3056 | 0
|  | vi) DN630 | m | 0 | 4025 | 4025 | 0
5.2.3 |  | c) Supply, lay, bed (class B bedding), all test and disinfect, backfill complete OPVC Class 16 pipes to SANS 16422, joints to be spigot and socket, thrust/anchor blocks to be provided at every change in direction:
|  | i) DN355 | m | 0 | 2010 | 2010 | 0
|  | ii) DN400 | m | 0 | 2354 | 2354 | 0
|  | iii) DN450 | m | 0 | 2612 | 2612 | 0
|  | iv) DN500 | m | 0 | 4521 | 4521 | 0
|  | v) DN560 | m | 0 | 4862 | 4862 | 0
|  | vi) DN630 | m | 0 | 7012 | 7012 | 0
| 8.2.2 | Extra-over for 5.1 for the supply, lay and bedding of Specials with couplings:
5.3 |  | Fittings to suit High Impact Class 16 uPVC pipes
5.3.1 |  | a) Shouldered end Steel Bends Fusion Bonded Epoxy coated 250 microns including thrust blocks to suit high impact uPVC pipe:
DN315
|  | i) 11¼° | No | 0 | 1020 | 1020 | 0
|  | ii) 22.5° | No | 0 | 1302 | 1302 | 0
|  | iii) 45° | No | 0 | 1405 | 1405 | 0
|  | iv) 90° | No | 0 | 1405 | 1405 | 0
Carried Forward | [6 empty] | 0
Brought Forward | [6 empty] | 0
5.4 |  | Fittings to suit HDPE PN 16 SDR 11 PE 100 pipes
5.4.1 |  | a) Extruded bends for HDPE pipe PN16 SDR11 PE100
|  | i) 90⁰ bend for 315 diameter pipe | No | 0 | 1405 | 1405 | 0
|  | ii) 90⁰ bend for 350 diameter pipe | No | 0 | 1405 | 1405 | 0
|  | iii) 90⁰ bend for 400 diameter pipe | No | 0 | 1625 | 1625 | 0
|  | iv) 90⁰ bend for 450 diameter pipe | No | 0 | 1625 | 1625 | 0
|  | v) 90⁰ bend for 500 diameter pipe | No | 0 | 2010 | 2010 | 0
|  | vi) 90⁰ bend for 560 diameter pipe | No | 0 | 2231 | 2231 | 0
|  | vii) 90⁰ bend for 600 diameter pipe | No | 0 | 2231 | 2231 | 0
|  | viii) 45⁰ bend for 315 diameter pipe | No | 0 | 1405 | 1405 | 0
|  | xi) 45⁰ bend for 350 diameter pipe | No | 0 | 1405 | 1405 | 0
|  | x) 45⁰ bend for 400 diameter pipe | No | 0 | 1625 | 1625 | 0
|  | xi) 45⁰ bend for 450 diameter pipe | No | 0 | 1625 | 1625 | 0
|  | xii) 45⁰ bend for 500 diameter pipe | No | 0 | 2010 | 2010 | 0
|  | xiii) 45⁰ bend for 560 diameter pipe | No | 0 | 2231 | 2231 | 0
|  | xiv) 45⁰ bend for 600 diameter pipe | No | 0 | 2231 | 2231 | 0
|  | xv) 22.5⁰ bend for 315 diameter pipe | No | 0 | 1405 | 1405 | 0
|  | xvi) 22.5⁰ bend for 350 diameter pipe | No | 0 | 1405 | 1405 | 0
|  | xvii) 22.5⁰ bend for 400 diameter pipe | No | 0 | 1625 | 1625 | 0
|  | xviii) 22.5⁰ bend for 450 diameter pipe | No | 0 | 1625 | 1625 | 0
|  | xix) 22.5⁰ bend for 500 diameter pipe | No | 0 | 2010 | 2010 | 0
|  | xx) 22.5⁰ bend for 560 diameter pipe | No | 0 | 2231 | 2231 | 0
|  | xxi) 22.5⁰ bend for 600 diameter pipe | No | 0 | 2231 | 2231 | 0
|  | xxii) 11¼⁰ bend for 315 diameter pipe | No | 0 | 1405 | 1405 | 0
|  | xxiii) 11¼⁰ bend for 350 diameter pipe | No | 0 | 1405 | 1405 | 0
|  | xxiv) 11¼⁰ bend for 400 diameter pipe | No | 0 | 1625 | 1625 | 0
|  | xxv) 11¼⁰ bend for 450 diameter pipe | No | 0 | 1625 | 1625 | 0
|  | xxvi) 11¼⁰ bend for 500 diameter pipe | No | 0 | 2010 | 2010 | 0
|  | xxvii) 11¼⁰ bend for 560 diameter pipe | No | 0 | 2231 | 2231 | 0
|  | xxviii) 11¼⁰ bend for 600 diameter pipe | No | 0 | 2231 | 2231 | 0
b) Stub and Flange for HDPE PN16 PE100 SDR11
|  | i) Stub and Flange for 315 diameter pipe | No | 0 | 1405 | 1405 | 0
|  | ii) Stub and Flange for 350 diameter pipe | No | 0 | 1405 | 1405 | 0
|  | iii) Stub and Flange for 400 diameter pipe | No | 0 | 1625 | 1625 | 0
|  | iv) Stub and Flange for 450 diameter pipe | No | 0 | 1625 | 1625 | 0
|  | v) Stub and Flange for 500 diameter pipe | No | 0 | 2010 | 2010 | 0
|  | vi) Stub and Flange for 560 diameter pipe | No | 0 | 2231 | 2231 | 0
|  | vii) Stub and Flange for 600 diameter pipe | No | 0 | 2231 | 2231 | 0
Carried Forward | [6 empty] | 0
Brought Forward | [6 empty] | 0
5.5 |  | Fittings to suit OPVC spigot & Socket ended pipes
5.5.1 |  | Spigot & socket ended Steel Bends Fusion Bonded Epoxy coated 250 microns including thrust blocks to suit OPVC pipes:
DN355
|  | i) 11¼° | No | 0 | 2012 | 2012 | 0
|  | ii) 22.5° | No | 0 | 2012 | 2012 | 0
|  | iii) 45° | No | 0 | 2012 | 2012 | 0
|  | iv) 90° | No | 0 | 2012 | 2012 | 0
DN400
|  | i) 11¼° | No | 0 | 2731 | 2731 | 0
|  | ii) 22.5° | No | 0 | 2731 | 2731 | 0
|  | iii) 45° | No | 0 | 2731 | 2731 | 0
|  | iv) 90° | No | 0 | 2731 | 2731 | 0
DN500
|  | i) 11¼° | No | 0 | 4010 | 4010 | 0
|  | ii) 22.5° | No | 0 | 4010 | 4010 | 0
|  | iii) 45° | No | 0 | 4010 | 4010 | 0
|  | iv) 90° | No | 0 | 4010 | 4010 | 0
DN550
|  | i) 11¼° | No | 0 | 5321 | 5321 | 0
|  | ii) 22.5° | No | 0 | 5321 | 5321 | 0
|  | iii) 45° | No | 0 | 5321 | 5321 | 0
|  | iv) 90° | No | 0 | 5321 | 5321 | 0
DN600
|  | i) 11¼° | No | 0 | 5765 | 5765 | 0
|  | ii) 22.5° | No | 0 | 5765 | 5765 | 0
|  | iii) 45° | No | 0 | 5765 | 5765 | 0
|  | iv) 90° | No | 0 | 5765 | 5765 | 0
5.6 | PSL 8.2.19(b) | Supply, handle, fixing, lay, bed of single chamber flanged double acting air release valves, complete with all fittings for connection to main line as per detail JW100-DET14-W01. (Rate to include all fittings required including isolation valve, couplings, wrapping of joints, chamber and cover , etc.) Air valves to be PN16 and Double Fusion Epoxy Bonded coated.
|  | i) DN80 | No | 0 | 35214 | 35214 | 0
|  | ii) DN100 | No | 0 | 45631 | 45631 | 0
|  | iii)DN150 | No | 9 | 105213 | 105213 | 946917
|  | iv)DN200 | No | 0 | 145321 | 145321 | 0
|  | v)DN250 | No | 0 | 175332 | 175332 | 0
Carried Forward | [6 empty] | 946917
Brought Forward | [6 empty] | 946917
5.7 |  | Supply, handle, lay and test through Horizotal Direction Drilling (through soft, medium and hard material) for depth not exceeding 10metres including supply of equipment for road crossings (Launch and reception pits will be paid under earthworks):
5.7.1 |  | (a) HDPE PE100 PN 8
|  | i) DN160 | m | 0 | 1020 | 1020 | 0
|  | ii) DN200 | m | 0 | 1452 | 1452 | 0
|  | iii) DN250 | m | 0 | 1823 | 1823 | 0
|  | iv) DN315 | m | 0 | 3021 | 3021 | 0
|  | v) DN355 | m | 0 | 4652 | 4652 | 0
|  | vi) DN400 | m | 0 | 5895 | 5895 | 0
|  | (vii) DN 450 | m | 0 | 7021 | 7021 | 0
|  | (viii) DN 500 | m | 0 | 8031 | 8031 | 0
|  | (ix) DN 630 | m | 0 | 9023 | 9023 | 0
|  | (x) DN 710 | m | 0 | 12531 | 12531 | 0
|  | (xi) DN 800 | m | 0 | 14251 | 14251 | 0
|  | (xii) DN 900 | m | 0 | 14832 | 14832 | 0
|  | (xiii) DN 1000 | m | 0 | 15321 | 15321 | 0
|  | (xiv) DN 1200 | m | 0 | 16721 | 16721 | 0
5.7.2 |  | Extra over for item 5.7.1(a) above for drilling into hard rock | m | 50 | 27821 | 27821 | 1391050
5.8 | 8.2.3 | Manholes
5.8.1 |  | Manholes 1,000mm diameter complete with cover and frame
|  | a) > 0m but ≤ 2.0m deep | No. | 0 | 8500 | 8500 | 0
|  | b) > 2m but ≤ 3.0m deep | No. | 0 | 9865 | 9865 | 0
5.8.2 |  | Manholes 1,250mm diameter complete with cover and frame
|  | a) > 0m but ≤ 2.0m deep | No. | 0 | 12513 | 12513 | 0
|  | b) > 2m but ≤ 3.5m deep | No. | 0 | 12602 | 12602 | 0
|  | c) > 3.5m but ≤ 5.0m deep | No. | 0 | 13421 | 13421 | 0
5.8.3 |  | Manholes 1,500mm diameter complete with cover and frame
|  | a) > 0m but ≤ 2.0m deep | No. | 0 | 13201 | 13201 | 0
|  | b) > 2m but ≤ 3.5m deep | No. | 1 | 13602 | 13602 | 13602
|  | c) > 3.5m but ≤ 5.0m deep | No. | 0 | 14202 | 14202 | 0
5.8.4 |  | Demolish existing manholes where new manholes will be constructed for pipe diameters 160mm to 600mm
|  | a) > 0m but ≤ 2.0m deep | No. | 0 | 1000 | 1000 | 0
|  | b) > 2m but ≤ 3.5m deep | No. | 0 | 2500 | 2500 | 0
|  | c) > 3.5m but ≤ 5.0m deep | No. | 0 | 3500 | 3500 | 0
d) > 5m
5.8.5 |  | Demolish existing manholes where new manholes will be constructed for pipe diameters greater than 600mm to 1200mm
|  | a) > 0m but ≤ 2.0m deep | No. | 0 | 3500 | 3500 | 0
|  | b) > 2m but ≤ 3.5m deep | No. | 1 | 3850 | 3850 | 3850
|  | c) > 3.5m but ≤ 5.0m deep | No. | 0 | 4100 | 4100 | 0
|  | d) > 5m | No. | 0 | 6500 | 6500 | 0
Carried Forward | [6 empty] | 2355419
Brought Forward | [6 empty] | 2355419
5.8.6 |  | Repair manhole benching in existing manholes up to 5m
|  | a) 0mm - 1000mm diameter | No. | 0 | 3621 | 3621 | 0
|  | b) 1000mm - 1250mm diameter | No. | 0 | 5231 | 5231 | 0
|  | c) 1250mm - 1500mm diameter | No. | 1 | 7120 | 7120 | 7120
5.9 | 8.2.6 | Erf connections
a) Supply, bed, lay, joint, and test new property connection inclunding all fittings related to the erf connections(length of erf connection 30metres) as per detail JW100-DET2-S01
|  | i) 110mm dia. uPVC Class 34 spigot and socket pipes including joints to existing pipes and all other fittings | No. | 0 | 4021 | 4021 | 0
b) Supply, bed, lay, joint, and test new property connection inclunding all fittings related to the erf connections as per detail JW100-DET2-S01
|  | i) 110mm uPVC Class 34 spigot and socket pipes including joints to existing pipes and all other fittings | No | 0 | 4021 | 4021 | 0
5.10 |  | (a) Provisional Amount (R) for fittings not shown on detail | P.Sum | 1 | 15000 | 15000 | 15000
|  | (b) Profit on item 5.10 (a) above | % | 15000 | 0.1 | 0.1 | 1500
5.11 | 8.2.11 | Connect to existing Sewers
|  | Break existing manhole, channel and benching and rebuilt manhole with new channel and benching the rate shall include any temporary sewer diversion or over pumping required | No | 2 | 25311 | 25311 | 50622
5.12 | 8.2.12 | Raising or Lowering of Existing Manholes
|  | i) 1000mm diameter | No. | 0 | 2051 | 2051 | 0
|  | ii) 1250mm diameter | No. | 0 | 2311 | 2311 | 0
|  | iii) 1500mm diameter | No. | 0 | 3652 | 3652 | 0
SCHEDULE 5: SEWERS: CARRIED TO SUMMARY | [6 empty] | 2429661
6.0 |  | SCHEDULE 6: CCTV CAMERA SURVEY AND PIPE CRACKING
6.1 |  | CCTV surveys
6.1.1 | PS 4.2.39 | Cleaning of conduits for the following pipe diameter diameter before CCTV, pipe cracking and CIPP:
|  | a) 160 > and ≤ 355mm diameter | m | 0 | 500 | 500 | 0
|  | b) > 355mm diameter | m | 0 | 500 | 500 | 0
6.1.2 | PS 4.2.39 | Cleaning of conduits for the following pipe diameter diameter after installation if required:
|  | a) 160 > and ≤ 355mm diameter | m | 0 | 850 | 850 | 0
|  | b) > 355mm diameter | m | 2200 | 850 | 850 | 1870000
6.1.3 | PS 4.2.40 | CCTV camera surveys of pipelines before upgrade works, of the following diameters. The CCTV should identify any house connections, manholes and any other detail and defects in the sewer line:
|  | a) 160 > and ≤ 355mm diameter | m | 0 | 450 | 450 | 0
|  | b) > 355mm diameter | m | 0 | 550 | 550 | 0
6.1.4 | PS 4.2.40 | CCTV camera surveys of pipelines after upgrade works, of the following diameters. The CCTV should identify any house connections, manholes and any other detail and defects in the sewer line:
|  | a) 160 > and ≤ 355mm diameter | m | 0 | 1020 | 1020 | 0
|  | b) > 355mm diameter | m | 2200 | 1230 | 1230 | 2706000
6.2 |  | PIPE CRACKING
6.2.1 | P.S.4.2.50.1 | Supply, handle, lay and test through Pipe Cracking including supply of equipment (Launch and reception pits will be paid under earthworks):
(a) ALL PIPES
|  | i) DN160 | m | 0 | 2512 | 2512 | 0
|  | ii) DN200 | m | 0 | 2658 | 2658 | 0
|  | iii) DN250 | m | 0 | 2895 | 2895 | 0
|  | iv) DN315 | m | 0 | 3021 | 3021 | 0
|  | v) DN355 | m | 0 | 3245 | 3245 | 0
|  | vi) DN400 | m | 0 | 3325 | 3325 | 0
|  | (vii) DN 450 | m | 0 | 3451 | 3451 | 0
|  | (viii) DN 500 | m | 0 | 4056 | 4056 | 0
|  | (ix) DN 630 | m | 0 | 4223 | 4223 | 0
|  | (x) DN 710 | m | 0 | 7021 | 7021 | 0
|  | (xi) DN 800 | m | 0 | 7325 | 7325 | 0
|  | (xii) DN 900 | m | 0 | 12531 | 12531 | 0
|  | (xiii) DN 1000 | m | 0 | 14023 | 14023 | 0
|  | (xiv) DN 1200 | m | 0 | 15203 | 15203 | 0
6.2.2 |  | Overpumping and manhole isolation
Manhole length isolation
6.2.2.1 | P.S.4.2.50.3 | a) Plugging Conduits:
|  | i) 0 ≥ 150mm diameter | No. | 0 | 9523 | 9523 | 0
|  | ii) 150 > and ≤ 315mm diameter | No. | 0 | 14251 | 14251 | 0
|  | ii) 315 > and ≤ 500mm diameter | No. | 10 | 14265 | 14265 | 142650
|  | iii) 500> and ≤1000mm diameter | No. | 50 | 15321 | 15321 | 766050
|  | iii) 1000> and ≤1600mm diameter | No. | 0 | 16966 | 16966 | 0
6.2.2.2 | P.S.4.2.50.4 | b) Over-pumping
|  | i) 0 ≥ 150mm diameter maximum flow rate 40 litres per sec | hours | 0 | 3521 | 3521 | 0
|  | ii) 150 > and ≤ 315mm diameter maximum flow rate 170 litres per sec | hours | 0 | 3621 | 3621 | 0
|  | iii) 315 > and ≤ 500mm diameter maximum flow rate 430 litres per sec | hours | 189 | 3856 | 3856 | 728784
6.2.3 |  | Allow for reconnecting house connection after pipe cracking, rate shall include all fittings required (excavations and backfilling shall be paid under earthworks) | No | 0 | 35113 | 35113 | 0
Carried Forward | [6 empty] | 6213484
Brought Forward | [6 empty] | 6213484
6.2.4 |  | Point repairs to sewers for the following diameters before pipe cracking. Rate to include all materials and labour required. Excavation and backfilling measured under earthworks.
|  | i) DN150 | No | 0 | 2531 | 2531 | 0
|  | ii) DN200 | No | 0 | 2531 | 2531 | 0
|  | iii) DN250 | No | 0 | 6321 | 6321 | 0
|  | iv) DN315 | No | 0 | 6352 | 6352 | 0
|  | v) DN355 | No | 0 | 6375 | 6375 | 0
|  | vi) DN400 | No | 10 | 6421 | 6421 | 64210
|  | vii) DN 450 | No | 0 | 6652 | 6652 | 0
|  | viii) DN 525 | No | 0 | 7025 | 7025 | 0
|  | ix) DN 600 | No | 0 | 7322 | 7322 | 0
|  | x) DN 675 | No | 0 | 7412 | 7412 | 0
|  | xi) DN 750 | No | 10 | 7454 | 7454 | 74540
|  | xii) DN 825 | No | 0 | 12053 | 12053 | 0
|  | xiii) DN 950 | No | 0 | 14023 | 14023 | 0
|  | xiv) DN 900 | No | 5 | 14756 | 14756 | 73780
|  | xv) DN 1050 | No | 0 | 14832 | 14832 | 0
|  | xvi) DN 1200 | No | 0 | 14966 | 14966 | 0
6.2.5 |  | CIPP (CURED IN PLACE PIPE)
6.2.5.1 |  | Specialist removal/cleaning of obstructions:
|  | Precision root cutters | hr | 0 | 8541 | 8541 | 0
6.2.5.2 |  | Non-structural liner for the following diameters:
|  | i) DN150 | m | 0 | 950 | 950 | 0
|  | ii) DN200 | m | 0 | 1020 | 1020 | 0
|  | iii) DN250 | m | 0 | 1652 | 1652 | 0
|  | iv) DN315 | m | 0 | 1850 | 1850 | 0
|  | v) DN355 | m | 0 | 2301 | 2301 | 0
|  | vi) DN400 | m | 0 | 2451 | 2451 | 0
|  | vii) DN 450 | m | 0 | 3020 | 3020 | 0
|  | viii) DN 525 | m | 0 | 3421 | 3421 | 0
|  | ix) DN 600 | m | 0 | 4521 | 4521 | 0
|  | x) DN 675 | m | 0 | 6852 | 6852 | 0
|  | xi) DN 750 | m | 0 | 7021 | 7021 | 0
|  | xii) DN 825 | m | 0 | 8332 | 8332 | 0
|  | xiii) DN 950 | m | 0 | 12315 | 12315 | 0
|  | xiv) DN 900 | m | 0 | 14662 | 14662 | 0
|  | xv) DN 1050 | m | 0 | 18231 | 18231 | 0
|  | xvi) DN 1200 | m | 0 | 19321 | 19321 | 0
6.3 | SANS1200LG | PIPE JACKING
6.3.1 | 8.2.1 | Jacking Establishment
6.3.1.1 |  | a) Fixed Charges | Sum | 0 | 85321 | 85321 | 0
6.3.1.2 |  | b) Time Related charges | Sum | 0 | 102531 | 102531 | 0
6.4 | 8.2.6 | Supply and install the following pipes through pipe Jacking Method, Complete with excavations, concrete sleeve pipes to suit etc:
a) Supply and installation of in-the-wall joint concrete Sleeve pipes 100D with sliding rubber rings
6.4.1 |  | i) 900mm ND concrete pipe | m | 0 | 4521 | 4521 | 0
6.4.2 |  | ii) 1117mm ND concrete pipe | m | 0 | 8521 | 8521 | 0
6.4.3 |  | iii) 1473mm ND concrete pipe | m | 0 | 9533 | 9533 | 0
6.4.4 |  | iv) 1678mm ND concrete pipe | m | 0 | 10231 | 10231 | 0
6.4.5 |  | v) 1800mm ND concrete pipe | m | 0 | 10231 | 10231 | 0
6.4.6 |  | vi) 2000mm ND concrete pipe | m | 0 | 11233 | 11233 | 0
6.4.7 |  | vii) 2250mm ND concrete pipe | m | 0 | 15233 | 15233 | 0
6.4.8 |  | viii) 2500mm ND concrete pipe | m | 0 | 15233 | 15233 | 0
Carried Forward | [6 empty] | 6426014
Brought Forward | [6 empty] | 6426014
b) Supply and installation of pipes including all supports:
6.4.9 |  | i) 400mm HDPE PN16 PE100 SDR11 butt welded | m | 0 | 5322 | 5322 | 0
6.4.10 |  | ii) 450mm HDPE PN16 PE100 SDR11 butt welded | m | 0 | 5322 | 5322 | 0
6.4.11 |  | iii) 500mm HDPE PN16 PE100 SDR11 butt welded | m | 0 | 5671 | 5671 | 0
6.4.12 |  | iv) 630mm HDPE PN16 PE100 SDR11 butt welded | m | 0 | 6523 | 6523 | 0
6.4.13 |  | v) 710mm HDPE PN16 PE100 SDR11 butt welded | m | 0 | 7215 | 7215 | 0
6.4.14 |  | vi) 800mm HDPE PN16 PE100 SDR11 butt welded | m | 0 | 12503 | 12503 | 0
6.4.15 |  | vii) 900mm HDPE PN16 PE100 SDR11 butt welded | m | 0 | 14003 | 14003 | 0
6.4.16 |  | viii) 1000mm HDPE PN16 PE100 SDR11 butt welded | m | 0 | 14235 | 14235 | 0
6.4.17 |  | ix) 1200mm HDPE PN16 PE100 SDR11 butt welded | m | 0 | 14231 | 14231 | 0
6.5 | 8.2.7 | Extra-over for 8.2.6 for Lengths of Pipeline greater than 85 metres | m | 0 | 14239 | 14239 | 0
6.6 | 8.2.8 | Extra-over 8.2.6 for Excavations in Rock | m³ | 0 | 1523 | 1523 | 0
6.7 | 8.2.9 | Stabilisation of Unstable Areas or Grouting of Voids were Ordered by the Employer's Agent
6.7.1 |  | a) Provision and Establishment of Equipment on Site, and Removal on Completion of the Operation: | Sum | 0 | 7500 | 7500 | 0
6.7.2 |  | b) Operation of Equipment | Day | 0 | 18562 | 18562 | 0
6.7.3 |  | c) Materials used | m³ | 0 | 2531 | 2531 | 0
6.8 | 8.2.10 | Standing Time for Pipe Jacking Gang the Jacking Equipment Covered in 8.2.1 | hr | 0 | 14251 | 14251 | 0
SCHEDULE 6: CCTV CAMERA SURVEY AND PIPE CRACKING: CARRIED TO SUMMARY | [6 empty] | 6426014
7.0 | SABS | GABIONS AND PITCHING
1200 DK
7.1 | 8.2.1 | Surface preparation for bedding of gabions
|  | a) Cavities filled with approved excavated material | m³ | 0 | 205 | 205 | 0
|  | b) Cavities filled with Grade 15 concrete | m³ | 0 | 1850 | 1850 | 0
(Provisional)
7.2 | 8.2.2 | Gabions
Supply, place, fill with stones,lacing and bracing gabions boxes or mattresses, the rate should include the supply of stones:
(Double twist hexagonal wire mesh to SANS 1580:2005) Mesh Type 80 with 2,7/3,7mm Class A Galvanised and uPVC coated wire
7.2.1 |  | a) Gabion mattrasses
|  | 2 m x 2 m x 0.3 m | m³ | 0 | 3020 | 3020 | 0
(b) Gabion boxes
|  | 1m x 1m x1m | m³ | 0 | 3020 | 3020 | 0
7.3 | 8.2.4 | Supply and install Geotextile membrane:
7.3.1 |  | a) AG150 - Minimun Energy Absorption - 4,0kN/m | m² | 0 | 85 | 85 | 0
7.4 | 8.2.5 | Pitching
7.4.1 |  | a) Medium pitching - plain | m² | 0 | 525 | 525 | 0
SCHEDULE 7: GABIONS AND PITCHING: CARRIED TO SUMMARY | [6 empty] | 0
8.0 |  | SCHEDULE 8 : Ablution Blocks and VIP Toilets
8.1 | PA | VIP AND ABLUTION BLOCKS:
| PA 3.1 | (a) Supply, Deliver and install a pre cast VIP toilet including all accessories | No | 0 | 12351 | 12351 | 0
| PA 3.2 | (b) Supply, Deliver and install a Precast VIP toilet for disabled people icluding all accesories | No | 0 | 14231 | 14231 | 0
| PA 3.3 | (c) Supply, Deliver and install Precast Waterborne toilet including all accessories including drainnage connection with all accessories | No | 0 | 18312 | 18312 | 0
| PA 3.4 | (d) Supply, Deliver and install Precast Waterborne toilet for disabled people including all accessories including drainnage connection with all accessories | No | 0 | 21351 | 21351 | 0
8.2 |  | VIP SUBSTRUCTURE
| PA 3.5 | (a) Supply, Deliver and install a pre cast VIP sub structure complete with beams | No | 0 | 14231 | 14231 | 0
| PA 3.6 | (b) Supply and Erection of Brickworks ( Excavation to be paid under Section D) | m2 | 0 | 525 | 525 | 0
| PA 3.7 | c) Supply and pplication of Water proof sealant only on instruction of Employer's Agent | m2 | 0 | 605 | 605 | 0
| PA 2.3 | (d) Extraover of 6mm single coat cement plaster on brick substructure according to | m2 | 0 | 325 | 325 | 0
SANS 2001-EMI: 2007
8.3 |  | ABLUTION BLOCKS:
| PA 3.8 | (a) Supply and Install 12m X 2.4m Prefabricated Female Ablution Unit | No | 0 | 95321 | 95321 | 0
| PA 3.9 | (b) Supply and Install 12m X 2.4m Prefabricated Male Ablution Unit | No | 0 | 85213 | 85213 | 0
| PA 3.10 | (c) Supply and install 6m X 2.4m Prefabricated Male Ablution Unit | No | 0 | 45213 | 45213 | 0
| PA 3.11 | (d) Supply and install 6m X 2.4m Prefabricated Female Ablution Unit | No | 0 | 55231 | 55231 | 0
8.4 | PA | Wash Trouph:
|  | (a) Provide and install double concrete wash trough including stand, two taps, | No | 0 | 2051 | 2051 | 0
fixing into the ablution Block, drainnage and water connection
8.5 | PA | Guard House
|  | (a) Provsional sum for supply and erection of security guard house | P/S | 0 | 10000 | 10000 | 0
8.6 | PA | Supply and erection of new fencing material:
| PA | a) Supply, delivery and installation of steel wire mesh fencing around the ablution blocks (0.9mm x 90mm x 1.8mm x 5000mm) including gate, galvanised steel poles, concrete footings, transportation and installation (incl. labour) | m | 0 | 1905 | 1905 | 0
SCHEDULE 8 : Ablution Blocks and VIP Toilets: CARRIED TO SUMMARY | [6 empty] | 0
Summary Page
1 |  | SCHEDULE 1: PRELIMINARY AND GENERAL |  | 7312272.57
2 |  | SCHEDULE 2: SITE CLEARANCE |  | 1767411
3 |  | SCHEDULE 3: EARTHWORKS (PIPE TRENCHES) |  | 9914300
4 |  | SCHEDULE 4: BEDDING (PIPES) |  | 1429450
5 |  | SCHEDULE 5: SEWERS |  | 2429661
6 |  | SCHEDULE 6: CCTV CAMERA SURVEY AND PIPE CRACKING |  | 6426014
7 |  | SCHEDULE 7: GABIONS AND PITCHING |  | 0
8 |  | SCHEDULE 8 : Ablution Blocks and VIP Toilets |  | 0
9 |  | SUBTOTAL |  | 29279108.57
10 |  | Allowance for Escallations |  | 7993196.6396
11 |  | TOTAL |  | 37272305.2096
12 |  | Add 15% VAT |  | 5590845.7814
13 |  | Grand Total |  | 42863150.9911
|  | Construction Duration |  | 10 |  | Month(s)
|  | Anticipated Start Date |  | 2024-12-31
|  | Anticipated Completion Date |  | 2025-11-06
|  |  |  | 27 |  | 0.065 | 5138483.554
|  |  |  | 15 |  | 0.065 | 2854713.0856
7993196.6396
Formulas:
Rate (Esc) = IF(TODAY()<45150,[DKPB],IF(TODAY()<45515,[DKPB]*(1+Escalations!$D3),[DKPB]*(1+Escalations!$D3)*(1+Escalations!$D4)))