## Master Rates (hidden)
Master Rates |  | Concrete Factors |  | Master Rates |  | Concrete Factors
Site Clearance (per/m2) | 5
Concrete ( per m3) | 3000 | RETAINING WALLS | 1 | Concrete ( per m3) | 3000 | RETAINING WALLS | 1
Formwork ( per m2) | 755 | ACCESS ROADS AND STORMWATER | 1 | Blinding Layer | 130 | ACCESS ROADS AND STORMWATER | 1
Formwork Domed Roof ( per m2) | 1200 | HEAD OF WORKS | 1.5 | Formwork ( per m2) | 755 | HEAD OF WORKS | 1.5
Formwork Walls ( per m2) | 500 | PRIMARY TREATMENT | 1.3 | Wood Float Finish ( per m2) | 10 | PRIMARY TREATMENT | 1.3
Reinforcement Walls & Footings at 400kg/m3 ( per ton) | 18000 | FLOW BALANCING | 1.13 | Reinforcement ( per ton) | 18000 | FLOW BALANCING | 1.13
Mesh Ref 245 | 50 | BIOLOGICAL REACTOR | 1.25 | Bulk Excavation (per m3) |  | BIOLOGICAL REACTOR | 1.25
Mesh Ref 617 | 90 | SECONDARY TREATMENT | 1.3 | Soft | 120 | SECONDARY TREATMENT | 1.3
Reinforcement Columns at 120kg/m3 ( per ton) | 18000 | DISINFECTION & FINAL EFFLUENT | 1.2 | Intermediate | 250 | DISINFECTION & FINAL EFFLUENT | 1.2
|  | STORM FLOW DAM | 1 | Hard | 850 | STORM FLOW DAM | 1
Bulk Excavation (per m3) |  | FERMENTER AREA | 1.3 | Remove Top Soil | 12 | FERMENTER AREA | 1.3
Soft | 140 | ANCILLARY WORKS | 1.37 | Restricted Excavation (per m3) |  | ANCILLARY WORKS | 1.37
Intermediate | 190 | INTERCONNECTING PIPEWORK | 1.37 | Soft | 210 | INTERCONNECTING PIPEWORK | 1.37
Hard | 500 |  |  | Intermediate | 375
|  |  |  | Hard | 1182
Restricted Excavation (per m3) |  | Pipelines |  | Allowance for Mass Concrete | 5% | Pipelines
Soft | 210 | Description | Rate (R/m) | Contingency by the Engineer | 0% | Description | Rate (R/m)
Intermediate | 375 | Concrete Pipelines |  | Buildings Engineering (R/m²) | 6500 | Concrete Pipelines
Hard | 1182 | Class 100D Diameter 500 Concrete Pipe | 1300 | Building Architectural (R/m²) | 10000 | Class 100D Diameter 450 Concrete Pipe | 677
Allowance for Mass Concrete | 0.05 | Class 100D Diameter 750 Concrete Pipe | 1900 | Restricted Excavation | 100% | Class 100D Diameter 600 Concrete Pipe | 1056
Contingency by the Engineer | 0 | Class 100D Diameter 900 Concrete Pipe | 2500 | Soft | 55% | Class 100D Diameter 750 Concrete Pipe | 1600
Buildings Engineering (R/m²) | 10000 | Class 100D Diameter 1000 Concrete Pipe | 3500 | Intermediate | 22.5% | Class 100D Diameter 900 Concrete Pipe | 2100
Building Architectural (R/m²) | 12000 | Class 100D Diameter 1200 Concrete Pipe | 4700 | Hard | 22.5% | Class 100D Diameter 1000 Concrete Pipe | 3000
Restricted Excavation | 1 | Class 100D Diameter 1500 Concrete Pipe | 6660 | Bulk Excavation | 100% | Class 100D Diameter 1200 Concrete Pipe | 4000
Soft | 20% | Class 100D Diameter 1800 Concrete Pipe | 9300 | Soft | 90% | Class 100D Diameter 1500 Concrete Pipe | 5750
Intermediate | 20% |  |  | Intermediate | 10% | Class 100D Diameter 1800 Concrete Pipe | 8000
Hard | 60% | HDPE Pipelines |  | Hard | 0%
Bulk Excavation | 100% | PN12.5 Diameter 160 HDPE Pipe | 530 | Bulk Excavation & dispose (per m3) | 120 | HDPE Pipelines
Soft | 20% | PN12.5 Diameter 500 HDPE Pipe | 1800 | Bulk Excavation & Reuse (per m3) | 200 | PN12.5 Diameter 160 HDPE Pipe | 450
Intermediate | 20% |  |  | Dispose | 10% | PN12.5 Diameter 500 HDPE Pipe | 1500
Hard | 60% | Stainless Steel Pipes |  | Reuse | 90%
Bulk Excavation & dispose (per m3) | 140 | SS304 Diamter 150 Pipe | 1400 | Import G7 fill material | 250 | Stainless Steel Pipes
Dispose | 10% | SS304 Diamter 350 Pipe | 4650 | Import G5 fill material | 260 | SS304 Diamter 200 Pipe | 1200
Reuse | 90% | SS304 Diamter 450 Pipe | 6220 | 80 mm Interlocking Paving Blocks (per m²) | 200 | SS304 Diamter 500 Pipe | 6000
Import G7 fill material | 205 | SS304 Diamter 500 Pipe | 7000 | 60 mm Interlocking Paving Blocks (per m²) | 150 | SS304 Diamter 900 Pipe | 10000
80 mm Interlocking Paving Blocks (per m²) | 235 | SS304 Diamter 600 Pipe | 8000 | 150 mm C4 (per m³) | 250 | SS304 Diamter 1000 Pipe | 12000
60 mm Interlocking Paving Blocks (per m²) | 175 | SS304 Diamter 800 Pipe | 10000 | 150 mm rip and recompact (per m³) | 120
150 mm C4 (per m³) | 290 | SS304 Diamter 1000 Pipe | 14000 | Precast kerbing units (per m) | 250 | uPVC Pipes
150 mm rip and recompact (per m³) | 140 | SS304 Diamter 1200 Pipe | 20000 | Manholes with Concrete Cover (per 1 no. off) | 6015 | Diameter 200 Class 12 | 300
Precast kerbing units (per m) | 290 |  |  | Kerb Inlets (per 1 no. off) | 8000 | Diameter 110 | 122
Manholes (per 1 no. off) | 7530 | uPVC Pipes |  | Manholes with Grid Inlet (per 1 no. off) | 9716
Kerb Inlets (per 1 no. off) | 9300 | Diameter 50 Class 12 | 150 | Culverts (per 1 no. off) | 6500 | Weholite Pipes
Grid Inlets (per m) | 2320 | Diameter 75 Class 12 | 180 |  |  | Diameter 450 | 1288
Culverts (per 1 no. off) | 7525 | Diameter 110 Class 12 | 210 | Emergency Dam (R/m³) | 750 | Diameter 1500 | 10640
|  | Diameter 200 Class 12 | 350 | P & G (%) | 20% | Diameter 1800 | 15528
Emergency Dam (R/m³) | 870
P & G (%) | 0.2 | Weholite Pipes |  | Double Brickwork (per m2) | 650 | Cutting & Trimming Concrete Pipes
|  | Diameter 450 | 1500 | Single Brickwork (per m2) | 370 | Diameter 450 | 300
Brickwork (per m2) | 1195 | Diameter 1500 | 12320 | D1-Single steel door | 3000 | Diameter 600 | 400
D1-Single steel door | 3000 | Diameter 1800 | 18000 | D2-Single steel door | 2500
D2-Single steel door | 2500 |  |  | W1-Window | 850 | Pipe Trenches: 300mm - 600mm Dia Pipes
W1-Window | 850 | HDPE Pipes |  | W2-Window | 500 | 0-1m | 80
W2-Window | 500 | Diameter 50 slotted drainage pipe | 170 | Water Closet | 2000 | 1-2m | 190
Water Closet | 1500 | Diameter 75 slotted drainage pipe | 200 | Sink | 1500 | 2-3m | 310
Sink | 1000 | Diameter 110 slotted drainage pipe | 250
|  |  |  | Fencing(R/m) | 2370 | Pipe Bedding Material
ClearVu Fencing(R/m) | 2000 |  |  | Access Gate | 20000 | From Trench or Other Excavations | 120
Access Gate | 17500 |  |  |  |  | By Importation From Commerical Sources | 320
Joint Sealing | 830 |  |  | SITE CLEARANCE |  | 110mm dia. uPVC Tee Piece | 380
Blinding (per m2) | 130 |  |  | Clear and grub small trees and bushes | 7230
Landscaping & Grassing (per m2) | 120 |  |  | Clear and grub strip 2 m wide for fence | 10 | JOINTS
Geotextile (per m2) | 23 |  |  |  |  | Joint Filler
|  |  |  | BOX OUT VOIDS |  | 20mm wide between concrete members | 70
Steel covers (1800x1500) | 5000 |  |  | Cylindrical Opening: 0,00-0,01 m³ | 60 | 20mm wide between concrete and brickwork | 200
Steel covers (1800x1350) | 4500 |  |  | Cylindrical Opening: 0,01-0,05 m³ | 380 | Joint Sealer
Steel covers (1800x900) | 3500 |  |  |  |  | 20mm wide between concrete members | 70
Steel covers (900x900) | 2000 |  |  | HIGH TENSILE WELDED MESH |  | 20mm wide between concrete and brickwork | 200
[6 empty] | Saw-cut joints | 60
Cast iron Manhole cover (900x900) | 10000 |  |  | Ref. 245 | 60 | Removal of existing joints | 90
No fines concrete (per m3) | 200 |  |  | Ref. 193 | 33
|  |  |  | Ref. 395 | 74 | Backing cord and polyurethane sealer in 20mm deep joint | 350
Joints |  |  |  | JOINTS | 100 | Tee Piece
Waterstop | 1000 |  |  |  |  | 110mm Dia | 300
Sikadur Joint bandage system | 1375 |  |  | PLASTIC SHEETING | 13
Filler - 150mm conc members | 120 |  |  |  |  | Manhole 1000mm Inside Diameter, 1m ind depth | 1787
Filler - 200mm conc members | 150 |  |  | SEGMENTED PAVING |  | Concrete Slab | 825
Sealant | 450 |  |  | Process Base Material By means of Stabilization | 33 | Concrete Manhole Cover | 397
Hypalon Bandage | 1200 |  |  | Compaction to 93$% Mod. AASHTO | 34 | 590 x 790mm Stormwater Grating & Frame | 5506
Hand railing | 1200 |  |  | Portland Cement | 1922 | Kerb Inlet | 16676
Joint removal | 687.5 |  |  | Kerbing - Fig 3 | 270
|  |  |  | Kerbing - Fig 8 | 330
|  |  |  | Kerbing - Edge Beam | 95 | Manhole Components - 10/11/20
Ring Beam (m3) | 15000 |  |  | Cutting to Fit Edge Restraints | 11 | 1000 x 250 Starter Rings | 238
Ring Beam (m3) (Excluding reinforcement, conc and FW) | 9500 |  |  |  |  | 1000 x 250 Ring with Steps | 251
|  |  |  | Granular Material | 125 | Type 2A Covers | 940
Building Pipes into Concrete (500mm) | 600 |  |  | Selected Fill | 125 | Type 2A Concrete Frame | 534
Building Pipes into Concrete (600mm) | 900
Box out holes/form voids (1000mm x 1500mm) | 2300
Concrete Strength 15/19 | 120
Benching | 1550
Wood float finish | 35
Steel Float Finish | 45
Rough Finish | 25
Plastic sheeting | 40
Open grid flooring | 4200
Restricted Excavations
0 - 2 | 80
2 - 4 | 100
4 - 6 | 130
Extra over for
Intermediate | 25
Hard Rock | 200
Step irons | 320
Double Transformer door | 5000
Traffic Signs | 2000
Master Rates |  | Concrete Factors |  | Master Rates |  | Concrete Factors
Site Clearance (per/m2) | 5
Concrete ( per m3) | 3000 | RETAINING WALLS | 1 | Concrete ( per m3) | 3000 | RETAINING WALLS | 1
Formwork ( per m2) | 755 | ACCESS ROADS AND STORMWATER | 1 | Blinding Layer | 130 | ACCESS ROADS AND STORMWATER | 1
Formwork Domed Roof ( per m2) | 1200 | HEAD OF WORKS | 1.5 | Formwork ( per m2) | 755 | HEAD OF WORKS | 1.5
Formwork Walls ( per m2) | 500 | PRIMARY TREATMENT | 1.3 | Wood Float Finish ( per m2) | 10 | PRIMARY TREATMENT | 1.3
Reinforcement Walls & Footings at 400kg/m3 ( per ton) | 18000 | FLOW BALANCING | 1.13 | Reinforcement ( per ton) | 18000 | FLOW BALANCING | 1.13
Mesh Ref 245 | 50 | BIOLOGICAL REACTOR | 1.25 | Bulk Excavation (per m3) |  | BIOLOGICAL REACTOR | 1.25
Mesh Ref 617 | 90 | SECONDARY TREATMENT | 1.3 | Soft | 120 | SECONDARY TREATMENT | 1.3
Reinforcement Columns at 120kg/m3 ( per ton) | 18000 | DISINFECTION & FINAL EFFLUENT | 1.2 | Intermediate | 250 | DISINFECTION & FINAL EFFLUENT | 1.2
|  | STORM FLOW DAM | 1 | Hard | 850 | STORM FLOW DAM | 1
Bulk Excavation (per m3) |  | FERMENTER AREA | 1.3 | Remove Top Soil | 12 | FERMENTER AREA | 1.3
Soft | 140 | ANCILLARY WORKS | 1.37 | Restricted Excavation (per m3) |  | ANCILLARY WORKS | 1.37
Intermediate | 190 | INTERCONNECTING PIPEWORK | 1.37 | Soft | 210 | INTERCONNECTING PIPEWORK | 1.37
Hard | 985 |  |  | Intermediate | 375
|  |  |  | Hard | 1182
Restricted Excavation (per m3) |  | Pipelines |  | Allowance for Mass Concrete | 5% | Pipelines
Soft | 210 | Description | Rate (R/m) | Contingency by the Engineer | 0% | Description | Rate (R/m)
Intermediate | 375 | Concrete Pipelines |  | Buildings Engineering (R/m²) | 6500 | Concrete Pipelines
Hard | 1182 | Class 100D Diameter 500 Concrete Pipe | 1300 | Building Architectural (R/m²) | 10000 | Class 100D Diameter 450 Concrete Pipe | 677
Allowance for Mass Concrete | 0.05 | Class 100D Diameter 750 Concrete Pipe | 1900 | Restricted Excavation | 100% | Class 100D Diameter 600 Concrete Pipe | 1056
Contingency by the Engineer | 0 | Class 100D Diameter 900 Concrete Pipe | 2500 | Soft | 55% | Class 100D Diameter 750 Concrete Pipe | 1600
Buildings Engineering (R/m²) | 10000 | Class 100D Diameter 1000 Concrete Pipe | 3500 | Intermediate | 22.5% | Class 100D Diameter 900 Concrete Pipe | 2100
Building Architectural (R/m²) | 12000 | Class 100D Diameter 1200 Concrete Pipe | 4700 | Hard | 22.5% | Class 100D Diameter 1000 Concrete Pipe | 3000
Restricted Excavation | 1 | Class 100D Diameter 1500 Concrete Pipe | 6660 | Bulk Excavation | 100% | Class 100D Diameter 1200 Concrete Pipe | 4000
Soft | 20% | Class 100D Diameter 1800 Concrete Pipe | 9300 | Soft | 90% | Class 100D Diameter 1500 Concrete Pipe | 5750
Intermediate | 20% |  |  | Intermediate | 10% | Class 100D Diameter 1800 Concrete Pipe | 8000
Hard | 60% | HDPE Pipelines |  | Hard | 0%
Bulk Excavation | 100% | PN12.5 Diameter 160 HDPE Pipe | 530 | Bulk Excavation & dispose (per m3) | 120 | HDPE Pipelines
Soft | 20% | PN12.5 Diameter 500 HDPE Pipe | 1800 | Bulk Excavation & Reuse (per m3) | 200 | PN12.5 Diameter 160 HDPE Pipe | 450
Intermediate | 20% |  |  | Dispose | 10% | PN12.5 Diameter 500 HDPE Pipe | 1500
Hard | 60% | Stainless Steel Pipes |  | Reuse | 90%
Bulk Excavation & dispose (per m3) | 140 | SS304 Diamter 150 Pipe | 1400 | Import G7 fill material | 250 | Stainless Steel Pipes
Dispose | 10% | SS304 Diamter 350 Pipe | 4650 | Import G5 fill material | 260 | SS304 Diamter 200 Pipe | 1200
Reuse | 90% | SS304 Diamter 450 Pipe | 6220 | 80 mm Interlocking Paving Blocks (per m²) | 200 | SS304 Diamter 500 Pipe | 6000
Import G7 fill material | 205 | SS304 Diamter 500 Pipe | 7000 | 60 mm Interlocking Paving Blocks (per m²) | 150 | SS304 Diamter 900 Pipe | 10000
80 mm Interlocking Paving Blocks (per m²) | 235 | SS304 Diamter 600 Pipe | 8000 | 150 mm C4 (per m³) | 250 | SS304 Diamter 1000 Pipe | 12000
60 mm Interlocking Paving Blocks (per m²) | 175 | SS304 Diamter 800 Pipe | 10000 | 150 mm rip and recompact (per m³) | 120
150 mm C4 (per m³) | 290 | SS304 Diamter 1000 Pipe | 14000 | Precast kerbing units (per m) | 250 | uPVC Pipes
150 mm rip and recompact (per m³) | 140 | SS304 Diamter 1200 Pipe | 20000 | Manholes with Concrete Cover (per 1 no. off) | 6015 | Diameter 200 Class 12 | 300
Precast kerbing units (per m) | 290 |  |  | Kerb Inlets (per 1 no. off) | 8000 | Diameter 110 | 122
Manholes (per 1 no. off) | 7530 | uPVC Pipes |  | Manholes with Grid Inlet (per 1 no. off) | 9716
Kerb Inlets (per 1 no. off) | 9300 | Diameter 50 Class 12 | 150 | Culverts (per 1 no. off) | 6500 | Weholite Pipes
Grid Inlets (per m) | 2320 | Diameter 75 Class 12 | 180 |  |  | Diameter 450 | 1288
Culverts (per 1 no. off) | 7525 | Diameter 110 Class 12 | 210 | Emergency Dam (R/m³) | 750 | Diameter 1500 | 10640
|  | Diameter 200 Class 12 | 350 | P & G (%) | 20% | Diameter 1800 | 15528
Emergency Dam (R/m³) | 870
P & G (%) | 0.2 | Weholite Pipes |  | Double Brickwork (per m2) | 650 | Cutting & Trimming Concrete Pipes
|  | Diameter 450 | 1500 | Single Brickwork (per m2) | 370 | Diameter 450 | 300
Brickwork (per m2) | 1195 | Diameter 1500 | 12320 | D1-Single steel door | 3000 | Diameter 600 | 400
D1-Single steel door | 3000 | Diameter 1800 | 18000 | D2-Single steel door | 2500
D2-Single steel door | 2500 |  |  | W1-Window | 850 | Pipe Trenches: 300mm - 600mm Dia Pipes
W1-Window | 850 | HDPE Pipes |  | W2-Window | 500 | 0-1m | 80
W2-Window | 500 | Diameter 50 slotted drainage pipe | 170 | Water Closet | 2000 | 1-2m | 190
Water Closet | 1500 | Diameter 75 slotted drainage pipe | 200 | Sink | 1500 | 2-3m | 310
Sink | 1000 | Diameter 110 slotted drainage pipe | 250
|  |  |  | Fencing(R/m) | 2370 | Pipe Bedding Material
ClearVu Fencing(R/m) | 2000 |  |  | Access Gate | 20000 | From Trench or Other Excavations | 120
Access Gate | 17500 |  |  |  |  | By Importation From Commerical Sources | 320
Joint Sealing | 830 |  |  | SITE CLEARANCE |  | 110mm dia. uPVC Tee Piece | 380
Blinding (per m2) | 130 |  |  | Clear and grub small trees and bushes | 7230
Landscaping & Grassing (per m2) | 120 |  |  | Clear and grub strip 2 m wide for fence | 10 | JOINTS
Geotextile (per m2) | 23 |  |  |  |  | Joint Filler
|  |  |  | BOX OUT VOIDS |  | 20mm wide between concrete members | 60
Steel covers (1800x1500) | 5000 |  |  | Cylindrical Opening: 0,00-0,01 m³ | 60 | 20mm wide between concrete and brickwork | 170
Steel covers (1800x1350) | 4500 |  |  | Cylindrical Opening: 0,01-0,05 m³ | 380 | Joint Sealer
Steel covers (1800x900) | 3500 |  |  |  |  | 20mm wide between concrete members | 60
Steel covers (900x900) | 2000 |  |  | HIGH TENSILE WELDED MESH |  | 20mm wide between concrete and brickwork | 170
Cast iron Manhole cover (900x900) | 10000 |  |  | Ref. 245 | 60
No fines concrete (per m3) | 200 |  |  | Ref. 193 | 33 | Tee Piece
[6 empty] | 110mm Dia | 300
Joints |  |  |  | JOINTS | 100
Waterstop | 1000 |  |  |  |  | Manhole 1000mm Inside Diameter, 1m ind depth | 1787
Sikadur Joint bandage system | 1375 |  |  | PLASTIC SHEETING | 13 | Concrete Slab | 825
Filler - 150mm conc members | 120 |  |  |  |  | Concrete Manhole Cover | 397
Filler - 200mm conc members | 250 |  |  | SEGMENTED PAVING |  | 590 x 790mm Stormwater Grating & Frame | 5506
Sealant | 450 |  |  | Process Base Material By means of Stabilization | 33 | Kerb Inlet | 16676
Hypalon Bandage | 1200 |  |  | Compaction to 93$% Mod. AASHTO | 34
Hand railing | 1200 |  |  | Portland Cement | 1922 | Manhole Components - 10/11/20
|  |  |  | Kerbing - Fig 3 | 179 | 1000 x 250 Starter Rings | 238
|  |  |  | Kerbing - Edge Beam | 95 | 1000 x 250 Ring with Steps | 251
Ring Beam (m3) | 15000 |  |  | Cutting to Fit Edge Restraints | 11 | Type 2A Covers | 940
Ring Beam (m3) (Excluding reinforcement, conc and FW) | 9500 |  |  |  |  | Type 2A Concrete Frame | 534
|  |  |  | Granular Material | 125
Building Pipes into Concrete (500mm) | 600 |  |  | Selected Fill | 125
LOUVRE
|  |  |  | Industrial 590 x 590 Aluminium louvre with vermon proofing | 2700
Note on O21: Sourced from Rocla
Note on O22: Sourced from Rocla
Note on K41: Calculated From Rocla
Note on K43: Grid Inlet 400x600mm = R2000 from Saint Gobain Africa in 2018 therefor R2000 * 1.06^2 = R2247
Note on O65: From Driefontein WwTW 2018
Note on O66: From Driefontein WwTW 2018
Note on O135: Sourced from Rocla
Note on O136: Sourced from Rocla
Note on K155: Calculated From Rocla
Note on K157: Grid Inlet 400x600mm = R2000 from Saint Gobain Africa in 2018 therefor R2000 * 1.06^2 = R2247
Note on O179: From Driefontein WwTW 2018
Note on O180: From Driefontein WwTW 2018

## 1 - P&G
SECTION 1 - PRELIMINARY & GENERAL
ITEM NO | PAYMENT CLAUSE | DESCRIPTION | UNIT | QTY | RATE | AMOUNT
1.1 | SANS 1200A | FIXED CHARGE AND VALUE RELATED ITEMS
| 8.3.1 | Contractual Requirements
1.1.1 |  | Surety or bank guarantee | Sum | 1 |  | 0
1.1.2 |  | Insurance of Works | Sum | 1 |  | 0
1.1.3 |  | Common Law Liability insurance | Sum | 1 |  | 0
1.1.4 |  | Third Party insurance | Sum | 1 |  | 0
1.1.5 |  | Insurance of construction plant and equipment | Sum | 1 |  | 0
1.1.6 |  | Design and Drawings | Sum | 1 |  | 0
1.1.7 |  | Other (Detail ………………...................................................……….) | Sum | 1 |  | 0
(…................................................................................................)
1.1.8 |  | Advance Payment Guarantee or Other Forms of Guarantee that may be required, to the value of R5 million | Sum | 1 |  | 0
Forward cover
1.1.9 |  | In respect of the total value of imported content of goods used in the Treatment Works from page RD.24 Imported Content Sheet:
R …...............................................................................................
1.1.10 |  | Allow a Provisional Sum to cover variation in exchange rate prior to obtaining forward cover. Tenderer is to insert an amount = 20% of the above amount from Item 1.1.9 | Prov. Sum | 1 |  | 0
1.1.11 |  | Allow a Provisional Sum to cover the cost of forward cover. Tenderer is to insert an amount = 10% of the above amount from Item 1.1.9 | Prov. Sum | 1 |  | 0
1.1.12 |  | Allowance as a percentage of the PC value of Items under 1.1.10 and 1.1.11 for Contractor's cost and profit. Tenderer to insert summed rate and state percentage. | % |  |  | 0
| SANS 1200A | Establish Facilities on the Site
| 8.3.2.1 | Facilities for the Engineer
1.1.13 | PSAB | (c) Nameboards (2 No) (PSAB 3.1) | Sum | 1 |  | 0
1.1.14 | 8.3.9 | (g) Survey instruments | Sum | 1 |  | 0
1.1.15 | PSA 8.3.11 | Services for offices | Sum | 1 |  | 0
1.1.16 | 8.8.7 | (h) Construction and setting out of survey beacons | No. | 8 |  | 0
1.1.17 | PSAB 8.3.13 | (i) Personal Protection Equipment | Sum | 1 |  | 0
| SANS 1200A | Facilities for the Contractor
1.1.18 | 8.3.2.2 | (a) Offices and storage sheds | Sum | 1 |  | 0
1.1.19 |  | (b) Workshops | Sum | 1 |  | 0
1.1.20 |  | (c) Laboratories | Sum | 1 |  | 0
1.1.21 |  | (d) Living accommodation | Sum | 1 |  | 0
1.1.22 |  | (e) Ablution and latrine facilities | Sum | 1 |  | 0
|  | SUB-TOTAL CARRIED FORWARD |  |  |  | 0
|  | brought forward |  |  |  | 0
1.1.23 |  | (f) Tools and equipment | Sum | 1 |  | 0
1.1.24 |  | (g) Water supplies, electric power & communications | Sum | 1 |  | 0
1.1.25 |  | (h) Dealing with water | Sum | 1 |  | 0
1.1.26 |  | (i) Access | Sum | 1 |  | 0
1.1.27 |  | (j) Plant | Sum | 1 |  | 0
1.1.28 | 8.3.3 | Other fixed charge obligations | Sum | 1 |  | 0
1.1.29 | 8.3.4 | Removal of site establishment | Sum | 1 |  | 0
1.1.30 |  | Compliance with the Occupational Health and Safety Act and Specification | Sum | 1 |  | 0
1.1.31 |  | Compliance with the Environmental Management Plan | Sum | 1 |  | 0
1.1.32 |  | Hazard Identification and Risk Assessment (OHS Spec Clause 4.1) | Sum | 1 |  | 0
1.1.33 |  | Health & Safety Plan (PS 7) | Sum | 1 |  | 0
1.1.34 |  | Construction Safety Officer and other appointments (OHS Spec Clause 4.3) | Sum | 1 |  | 0
1.1.35 | PSA 8.3.1 | Work Skills Plan and Implementation Report to CETA | Sum | 1 |  | 0
1.1.36 |  | Pre-employment medical examination (Clause 3.1 Annexure 2 of OHS Specification), including annual medicals and certificates, and exit medicals | Sum | 1 |  | 0
1.1.37 |  | Provision of Operating and Maintenance Manuals (Full version and Summary version for daily operator use) | Sum | 1 |  | 0
1.1.38 |  | Quality Control Plan and Compliance | Sum | 1 |  | 0
1.2 | SANS 1200A | TIME RELATED ITEMS
| 8.4 | Contractual Requirements
1.2.1 | 8.4.1 | Surety or bank guarantee | Sum | 1 |  | 0
1.2.2 |  | Insurance of works | Sum | 1 |  | 0
1.2.3 |  | Common Law Liability insurance | Sum | 1 |  | 0
1.2.4 |  | Third Party insurance | Sum | 1 |  | 0
1.2.5 |  | Insurance of construction plant and equipment | Sum | 1 |  | 0
1.2.6 |  | Other | Sum | 1 |  | 0
(Detail …………………………….......................................................)
| 8.4.2 | Operate and Maintain Facilities on the Site
| 8.4.2.1 | Facilities for Engineer for the Duration of Construction
1.2.7 |  | (c) Nameboards (2 No.) | Sum | 1 |  | 0
1.2.8 | 8.3.9 | Survey instruments | Sum | 1 |  | 0
1.2.9 | 8.3.10 | Survey assistants and materials | Sum | 1 |  | 0
1.2.10 | 8.3.11 | Services for offices | Sum | 1 |  | 0
1.2.11 | 8.3.12 | Treatment and maintenance of areas surrounding offices | Sum | 1 |  | 0
|  | SUB-TOTAL CARRIED FORWARD |  |  |  | 0
|  | brought forward |  |  |  | 0
| 8.4.2.2 | Facilities for Contractor for the Duration of Construction
1.2.12 |  | (a) Offices and storage sheds | Sum | 1 |  | 0
1.2.13 |  | (b) Workshops | Sum | 1 |  | 0
1.2.14 |  | (c) Laboratories | Sum | 1 |  | 0
1.2.15 |  | (d) Living accommodation | Sum | 1 |  | 0
1.2.16 |  | (e) Ablution and latrine facilities | Sum | 1 |  | 0
1.2.17 |  | (f) Tools and equipment | Sum | 1 |  | 0
1.2.18 |  | (g) Water supplies, electric power and communications, dealing with water and access | Sum | 1 |  | 0
1.2.19 |  | (h) Dealing with water | Sum | 1 |  | 0
1.2.20 |  | (i) Access | Sum | 1 |  | 0
1.2.21 |  | (j) Plant | Sum | 1 |  | 0
1.2.23 | PSA 8.4.2 | (k) Dust suppression | Sum | 1 |  | 0
1.2.22 |  | Other time-related obligations
|  | ……………………………………………………… | Sum | 1 |  | 0
|  | ……………………………………………………… | Sum | 1 |  | 0
1.2.24 | 8.4.3 | Supervision for duration of construction | Sum | 1 |  | 0
1.2.25 |  | Project Management for the duration of the Contract | Sum | 1 |  | 0
1.2.26 |  | Quality Assurance and Quality Control | Sum | 1 |  | 0
1.2.27 |  | Servicing Visits during Defects Liability Period | No. | 4 |  | 0
1.2.28 | 8.4.4 | Company and head office overhead costs for the duration of the contract | Sum | 1 |  | 0
1.2.29 | 8.4.5 | Other time-related obligations (list) | Sum | 1 |  | 0
…..................................................................................................
Security for the duration of the contract
1.2.30 |  | Dayshift (12 hours) - 6 no. of armed guards (grade of guard to be determined by Contractor, appropriate for the assignment at hand), including patrol vehicles (if required) for the duration of the contract | Months | 36 |  | 0
1.2.31 |  | Nightshift (12 hours) - 6 no. of armed guards (grade of guard to be determined by Contractor, appropriate for the assignment at hand), including patrol vehicles (if required) for the duration of the contract | Months | 36 |  | 0
1.2.32 |  | Compliance with the Occupational Health and Safety Act and Specification (Including compliance with COVID-19 Regulations) | Sum | 1 |  | 0
1.2.33 |  | Construction Safety Officer and Other Appointments | Sum | 1 |  | 0
1.2.34 |  | Hazard Identification and Risk Assessment (OHS Spec Clause 4.1) | Sum | 1 |  | 0
1.2.35 |  | Compliance with the Environmental Management Plan and Vegetation Management Plan | Sum | 1 |  | 0
1.2.36 | PSA 8.3.1 | Workplace Skills Plan and Implementation Report to CETA | Sum | 1 |  | 0
1.2.37 |  | Quality Control Plan and Compliance | Sum | 1 |  | 0
|  | SUB-TOTAL CARRIED FORWARD |  |  |  | 0
|  | brought forward |  |  |  | 0
1.3 | 8.5 | SUMS STATED PROVISIONALLY BY ENGINEER
1.3.1 | 8.5(b)(1) | Cell phones (1) and Contract (1), including data, for the duration of the contract | Prov. Sum | 1 | 180000 | 180000
1.3.2 |  | Stationery, equipment and software required by Engineer and his staff | Prov. Sum | 1 | 100000 | 100000
| (b) (3) | Provisional sum for control testing to be carried out as required by the Employer's Agent including testing of the structure | Prov. Sum | 1 | 100000 | 100000
1.3.3 |  | Independent testing where ordered by Engineer | Prov. Sum | 1 | 200000 | 200000
1.3.4 |  | Monthly maintenance of IT Equipment | Prov. Sum | 1 | 270000 | 270000
1.3.5 |  | Aerial photographic record of progress (aerial photos to be taken monthly, for the duration of the contract) | Prov. Sum | 1 | 360000 | 360000
1.3.6 | PSAB 8.3.14 | Community Liaison Officer (CLO) for the duration of the contract | Months | 36 | 12000 | 432000
1.3.7 |  | Environmental Control Officer | Months | 36 | 10000 | 360000
1.3.8 |  | Full time Environmental Liaison Officer | Months | 36 | 15000 | 540000
1.3.9 |  | General Skills Development and Training | Prov. Sum | 1 | 864000 | 864000
1.3.10 |  | Electrical and Instrument Cable Diversions | Prov. Sum | 1 | 200000 | 200000
1.3.11 |  | Signage for Buildings | Prov. Sum | 1 | 200000 | 200000
1.3.12 |  | Approved Asbestos Specialist | Prov. Sum | 1 | 50000 | 50000
1.3.13 |  | Asbestos Removal Contractor | Prov. Sum | 1 | 100000 | 100000
1.3.14 |  | Existing Service Diversions | Prov. Sum | 1 | 300000 | 300000
1.3.15 |  | Emptying of water retaining structures for additional inspections, testing, flooding, etc., as ordered by the Engineer | Prov. Sum | 1 | 500000 | 500000
1.3.16 |  | Electrical and C&I testing equipment | Prov. Sum | 1 | 500000 | 500000
1.3.17 |  | Pedestrian/Vehicle access control system at the northern and southern gates. | Prov. Sum | 1 | 200000 | 200000
1.3.18 |  | GPR survey | Prov. Sum | 1 | 100000 | 100000
1.3.19 | PS 17 | Tools and Spares | Prov. Sum | 1 | 100000 | 100000
1.3.20 |  | Ventilation fans for pump station | Prov. Sum | 1 | 50000 | 50000
1.3.21 |  | Operation and maintenance training for JW staff | Prov. Sum | 1 | 100000 | 100000
1.3.21 | 8.5(b)(2) | (e) Contractor's percentage to cover cost of handling for items 1.3.1 and 1.3.20 | % | 5806000 |  | 0
1.4 | PSA 8.7 | DAYWORK
1.4.1 | 8.7.1 | Expenditure on dayworks (i.e. wages paid to workmen and invoiced cost of materials, delivered on site) | Prov. Sum | 1 | 1000000 | 1000000
| 8.7.2 | Extra over item above for supervision, overheads and all other costs related to the daywork items under items below for the following:
1.4.2 |  | Skilled artisans | % | 300000 |  | 0
1.4.3 |  | Unskilled labourers | % | 500000 |  | 0
1.4.4 |  | Material | % | 200000 |  | 0
|  | SUB-TOTAL CARRIED FORWARD |  |  |  | 6806000
|  | brought forward |  |  |  | 6806000
| 8.7.3 | Plant Hire Rates
The appropriate types and sizes (T&S) of the plant shall be stated in the space provided:
1.4.5 |  | Mobile cranes (Type & Size ……………………………………..) | hrs. | 80 |  | 0
1.4.6 |  | Front-end loaders (Type & Size ……………………………………..) | hrs. | 80 |  | 0
1.4.7 |  | Bulldozers (Type & Size ………………………………………..) | hrs. | 80 |  | 0
1.4.8 |  | Graders (Type & Size ………………………………………………..) | hrs. | 40 |  | 0
1.4.9 |  | Excavators (Type & Size ……………………………………………..) | hrs. | 40 |  | 0
1.4.10 |  | Tip Trucks (Type & Size ……………………………….……………..) | hrs. | 40 |  | 0
1.4.11 |  | TLB's (Type & Size ……………………………….………….) | hrs. | 40 |  | 0
1.4.12 |  | Rollers (Type & Size ……………………………….……………..) | hrs. | 40 |  | 0
1.4.13 |  | Water carts (Type & Size …………………………….……………..) | hrs. | 40 |  | 0
1.4.14 |  | Portable compressor and breakers etc. (Type & Size ……………..) | hrs. | 80 |  | 0
1.4.15 |  | Portable pumps and hoses (150mm self priming centrifugal pump coupled to diesel engine mounted on a trailer unit with an integrated 200l fuel tank) | hrs. | 200 |  | 0
Others give full details
1.4.16 |  | ……………………………………………………… | hrs. | 40 |  | 0
1.4.17 |  | ……………………………………………………… | hrs. | 40 |  | 0
1.5 | 8.8 | TEMPORARY WORKS
1.5.1 | 8.8.2 | Dealing with traffic (or accommodation of traffic) | Sum | 1 |  | 0
| 8.8.4 | Existing Services
1.5.2 |  | Location of existing services | Prov. Sum | 1 | 250000 | 250000
1.5.3 |  | Excavate by hand in all materials to expose existing services | m³ | 200 |  | 0
| PSA 8.8.4 | Relocation of services
Excavation for exposing services in the following depth ranges below ground level:
(a) 0.0m up to 2.0m:
1.5.4 |  | (i) Soft material | m³ | 60 |  | 0
1.5.5 |  | (ii) Intermediate material | m³ | 180 |  | 0
1.5.6 |  | (iii) Hard material | m³ | 60 |  | 0
(b) Exceeding 2.0m up 4.0m:
1.5.7 |  | (i) Soft material | m³ | 64 |  | 0
1.5.8 |  | (ii) Intermediate material | m³ | 192 |  | 0
1.5.9 |  | (iii) Hard material | m³ | 64 |  | 0
|  | SUB-TOTAL CARRIED FORWARD |  |  |  | 7056000
|  | brought forward |  |  |  | 7056000
1.6 | PSA 8.10 | SUBCONTRACTORS (SMME's)
1.6.1 | PSA 8.10.4 | Provisional Sum to cover costs incurred by the Contractor when making payments of behalf of the sub-contractor (ref Contract Data) or to provide ad-hoc services on behalf of the sub-contractor | Prov.Sum | 1 | 500000 | 500000
PSAB
1.6.2 | 8.3.15 | Training of targeted labour and SMME's | Prov. Sum | 1 | 1000000 | 1000000
1.7 | PSA 8.9 | DELAYS
1.7.1 |  | Delay due to total work stoppage, for labour unrest, plant shutdowns, etc. The Daily rate must equal the total of the Daily Time Related P&G Cost. Only this Daily rate will be paid in the event of ANY approved delays to the Due Completion Date of the Contract | days | 30 |  | 0
|  | TOTAL FOR SECTION 1 (Carried to Summary) |  |  |  | 8556000

## 2 - ACCESS ROADS
SECTION 2 - ACCESS ROADS
SECTION NO | ITEM NO | PAYMENT CLAUSE | DESCRIPTION | UNIT | QTY | RATE | AMOUNT
2 | 1 |  | ACCESS ROADS
| A | SANS 1200C | CLEARING AND GRUBBING
2 | 1.1 | 8.2.1 | Clearing and grubbing including all rubble | Prov Sum | 1 | 25000 | 25000
| B | SAN 1200ME | GENERAL REQUIREMENTS AND PROVISIONS
|  | 8.3.1 | Excavate material within the following depth ranges below ground level exposing of/or searching for services:
(a) 0m to 2m:
2 | 1.2 |  | (i) Soft material | m³ | 10 |  | 0
2 | 1.3 | 8.3.4 | (ii) Hard material | m³ | 10 |  | 0
Backfilling:
2 | 1.4 |  | (a) Using the excavated material | m³ | 10 |  | 0
2 | 1.5 |  | (b) Using imported selected material | m³ | 10 |  | 0
| C |  | CRACK SEALING (ASPHALT ROADS)
2 | 1.6 |  | Crack seal using hot polymer/rubberised bitumen | m | 1600 |  | 0
| D |  | ROAD REPAIRS
2 | 1.7 |  | Mill out to spoil existing surfacing and crushed stone base where road is badly cracked | m2 | 1500 |  | 0
2 | 1.8 |  | Construct new base course 150mm thick | m2 | 1500 |  | 0
2 | 1.9 |  | Provisional Sum for Modifications to existing | Prov.Sum | 1 | 758300 | 758300
|  | SANS 1200MG | Prime coat:
2 | 1.9 | 8.4.1 | (a) Quick drying MSP1 or equivalent @ 0.8l/m2 | m2 | 1500 |  | 0
Road repairs using :
(a) Continuously graded:
2 | 1.1 |  | (i) 40mm medium grade | m2 | 1500 |  | 0
Double seal over the whole site using :
2 | 1.11 | 8.4.3(a) | (a) 20,0 mm and 10,0 mm aggregate (grade 1 aggregate) with 80/100 penetration grade bitumen | m2 | 18000 |  | 0
Application of fog spray consisting of:
2 | 1.12 | 8.4.5 | (b) 30% spray-grade emulsion (cationic) | litre | 18000 |  | 0
| E | SANS 1200G | CONCRETE SLABS
2 | 1.13 |  | Remove and dispose broken concrete slabs | m³ | 290 |  | 0
2 | 1.14 | 8.4.3 | Supply and install new 35MPa concrete slabs including shuttering | m³ | 290 |  | 0
2 | 1.15 |  | Remove and dispose existing joint sealing and replace with new polyurethane joint sealing | m | 5000 |  | 0
| F | SANS 1200MJ | WALKWAYS AND BLOCK PAVING
2 | 1.16 |  | Remove and dispose of all the broken concrete paving along the pedestrian walkways | m2 | 5560 |  | 0
2 | 1.17 | 8.2.2 | Supply and install new 60mm concrete interlocking paving blocks along the walkways | m2 | 5560 |  | 0
2 | 1.18 |  | (b) Re-slope the batter to grade and compact to 90% Mod AASTO density & replace any supporting base where necessary | m2 | 200 |  | 0
|  |  | SUB-TOTAL CARRIED FORWARD |  |  |  | 783300
|  |  | brought forward |  |  |  | 783300
2 | 1.19 |  | (e ) Take from stockpile and relay interlocking blocks with riversand jointing | m2 | 200 |  | 0
2 | 1.2 |  | (i) Take up block paving to stockpile | m2 | 250 |  | 0
2 | 1.21 |  | (ii) Reinstate base to correct levels and compact to 90% Mod AASHTO density & replace any supporting base where necessary | m2 | 250 |  | 0
2 | 1.22 |  | (g) Supply and apply to all paving areas "Roundup" or other approved environmentally friendly weed killer | m2 | 1900 |  | 0
| G |  | MISCELLANEOUS ITEMS
|  | SANS 1200C | SITE CLEARANCE
2 | 1.23 | 8.2.3 | Remove trees | No. | 6 |  | 0
|  | SANS 1200MK | CONCRETE KERBING
2 | 1.24 |  | (a) Remove and dispose of broken kerbs at registered disposal site | m | 50 |  | 0
2 | 1.25 | 8.2.1 | (b) Supply and install new kerbs (Figure 3) | m | 50 |  | 0
2 | 1.26 | 8.2.1 | (c) Supply and install new kerbs (Figure 8b) | m | 50 |  | 0
2 | 1.27 | PSVB 8.1 | Supply and install new 1200mm high 6 strand stockproof fencing including galvanised straining posts and standards | m | 12 |  | 0
2 | 1.28 |  | Remove existing damaged grating and replace with new 40mm high galvanised grating | LS | 1 |  | 0
2 | 1.29 |  | Allowance for stormwater infrastructure | Prov Sum | 1 | 150000 | 150000
|  | PSVA8.4 | Landscaping and grassing
2 | 1.3 | 8.3.11 | (a) Clean the whole site of excess grass and shrubs | Prov Sum | 1 | 121000 | 121000
Hazard markers at culverts/structures:
(a) W401 or W402:
2 | 1.31 |  | (i) 800mm x 200mm | No. | 6 |  | 0
Retro-reflective road marking paint:
2 | 1.32 |  | (d) White lettering and symbols | m2 | 200 |  | 0
2 | 1.33 |  | Reinstating footway and filling hole next to pavement | Prov Sum | 1 | 2420 | 2420
|  |  | SUB-TOTAL CARRIED FORWARD |  |  |  | 1056720

## 3 - HoW
SECTION 3 - HEAD OF WORKS
SECTION NO | ITEM NO | PAYMENT CLAUSE | DESCRIPTION | UNIT | QTY | RATE | AMOUNT
3 | 1 |  | WASHWATER BOOSTER PUMPS
| A | SANS 1200C | SITE CLEARANCE
3 | 1.1 | 8.2.4 | Reclearing of surfaces (only on instruction from the Engineer) | m | 35 |  | 0
3 | 1.2 | 8.2.5 | Removal and relocation of existing fence | m | 15 |  | 0
| B | SANS 1200D | EARTHWORKS
Restricted Excavation
3 | 1.3 | 8.3.3(a) | Excavate for footings and plinths and dispose | m3 | 95 |  | 0
|  | 8.3.3 (b) | Extra-over item 3.1.3 for additional excavation required by the engineer after the excavations have been completed
3 | 1.4 |  | Intermediate material | m3 | 24 |  | 0
3 | 1.5 |  | Hard rock material | m3 | 5 |  | 0
| C | SANS 1200G | CONCRETE (STRUCTURAL)
|  | 8.2 | Formwork
|  | 8.2.2 | Smooth Formwork
Plane Vertical
3 | 1.6 |  | Sides of all plinths (pump, accumulator, pressure vessel) | m2 | 150 |  | 0
|  | 8.2.5 | Narrow width (up to 300mm wide)
3 | 1.7 |  | Sides of footings | m² | 30 |  | 0
|  | 8.3 | Reinforcement
|  | 8.3.1 | High Tensile steel bars
3 | 1.8 | 8.1.2.2 | 25 mm dia. - Basic price | t | 1 |  | 0
|  | 8.3.1 | Mild steel bars
3 | 1.9 | 8.1.2.2 | 25 mm dia. : Basic price | t | 0.5 |  | 0
|  | 8.4 | Concrete
|  | 8.4.2 | Blinding Layer in Grade 15/20 concrete with 50mm thickness
3 | 1.1 |  | Underneath footing | m2 | 45 |  | 0
|  | 8.4.3 | Strength Concrete 35/20
3 | 1.11 |  | Footings for Wash Water Tank | m3 | 10 |  | 0
3 | 1.12 |  | Plinths for pumps | m3 | 15 |  | 0
|  | 8.4.4 a) | Wood float finish for upper surfaces of:
3 | 1.13 |  | Wash Water Tank plinths | m2 | 15 |  | 0
3 | 1.14 |  | Pump plinths | m2 | 15 |  | 0
|  | PSG 8.7 | Grouting
|  | 8.7 ( c ) | Grouting in of equipment supplied and installed by the plant suppliers
3 | 1.15 | ( i ) | using non-shrink grout | m3 | 0.1 |  | 0
3 | 1.16 | ( ii ) | using dry-packed grout | m3 | 0.1 |  | 0
|  |  | SUB-TOTAL CARRIED FORWARD |  |  |  | 0
|  |  | brought forward |  |  |  | 0
3 | 2 |  | COARSE SCREENS MOD 1
| A |  | CLEARING AND REMOVAL OF STRUCTURES
3 | 2.1 | PSU 8.16 | Clearing of concrete channel from inlet sluice gate to coarse screens. | m | 185 |  | 0
3 | 2.2 |  | Demolish old concrete in coarse screen area and dispose of material | Sum | 1 |  | 0
| B | SANS 1200D | EARTHWORKS
Restricted Excavation
3 | 2.3 | 8.3.3(a) | Excavate for extension of bunded area at compactors and dispose | m3 | 95 |  | 0
|  | 8.3.3 (b) | Extra-over item 3.2.3 for additional excavation required by the engineer after the excavations have been completed
3 | 2.4 |  | Intermediate material | m3 | 24 |  | 0
3 | 2.5 |  | Hard rock material | m3 | 5 |  | 0
| B | SANS 1200G | CONCRETE - STRUCTURAL
|  | 8.2 | Formwork
|  | 8.2.2 | Smooth Formwork
Plane Vertical
3 | 2.6 |  | Sides of bund walls | m2 | 150 |  | 0
|  | 8.2.5 | Narrow width (up to 300mm wide)
3 | 2.7 |  | Sides of plinths | m | 30 |  | 0
3 | 2.8 |  | Edge of floor slab | m | 30 |  | 0
| C | SANS 1200G | CONCRETE (STRUCTURAL)
|  | 8.3 | Reinforcement
|  | 8.3.1 | High Tensile steel bars
3 | 2.9 | 8.1.2.2 | 25 mm dia. - Basic price | t | 1 |  | 0
|  | 8.3.1 | Mild steel bars
3 | 2.1 | 8.1.2.2 | 25 mm dia. : basic price | t | 0.5 |  | 0
|  | 8.4 | Concrete
3 | 2.11 |  | Resurfacing of concrete channel from inlet sluice gate to coarse screens | m2 | 140 |  | 0
3 | 2.12 |  | Saw-cut 120mm deep into existing concrete floor to get straight transition piece | m | 20 |  | 0
|  |  | SUB-TOTAL CARRIED FORWARD |  |  |  | 0
|  |  | brought forward |  |  |  | 0
3 | 3.2.13 |  | Break down existing bund wall to floor level | Sum | 1 |  | 0
3 | 3.2.14 |  | Break 40mm deeper into existing concrete at reinforcing, cut reinforcing coat the reinforcing with zinc rich paint, apply wet to dry epoxy to old concrete surface and use an approved epoxy to repair concrete to final dimensions | m | 20 |  | 0
3 | 3.2.15 |  | Supply and install Diamond Dowels at 350mm c/c | No | 250 |  | 0
3 | 3.2.16 |  | Supply and install R20 dowels, 400mm long, 200mm deep at 300mm c/c, incl of drilling , epoxy | No | 250 |  | 0
|  | 8.4.2 | Blinding Layer in Grade 15/20 concrete with 50mm thickness
3 | 3.2.17 |  | Under floor for extension of bunded area | m2 | 45 |  | 0
|  | 8.4.3 | Strength Concrete 35/20
3 | 3.2.18 |  | Floor of bunded area | m3 | 10 |  | 0
3 | 3.2.19 |  | Walls of bunded area | m3 | 15 |  | 0
|  | 8.4.4 a) | Wood float finish for upper surfaces of:
3 | 3.2.20 |  | Top of plinths | m2 | 15 |  | 0
3 | 3.2.21 |  | Top of floor inside bunded area | m2 | 15 |  | 0
|  | 8.4.4 a) | Steel float finish for upper surfaces of:
3 | 3.2.22 |  | Top of bund walls | m2 | 15 |  | 0
|  | PSG 8.7 | Grouting
|  | 8.7 ( c ) | Grouting in of equipment supplied and installed by the plant suppliers
3 | 3.2.23 | ( i ) | using non-shrink grout | m3 | 0.1 |  | 0
3 | 3.2.24 | ( ii ) | using dry-packed grout | m3 | 0.1 |  | 0
|  | PSG 8.5 | JOINTS
|  | PSG 8.5.2 | Filled Joints (including formwork)
Joint filler consisting of closed cell expanded polyethylene with density not less than 120kg/m3 including bullnose finish to both sides of joint and tear off strip
3 | 3.2.25 |  | 20 mm wide between 150 mm concrete floor and new bund walls | m | 220 |  | 0
|  | PSG 8.5.3 | Sealed Joints
Joint sealer (20 x 15 mm) consisting of a two component polyether based polyurethane sealing compound on visible face of joint including primer and bond breaker
3 | 3.2.26 |  | 20 mm joints between concrete members | m | 220 |  | 0
Replacement of existing joint sealer
3 | 3.2.27 | 8.14 | Remove and dispose of old joint sealer 20mm wide and 20mm deep | m | 220 |  | 0
3 | 3.2.28 | 8.14 | Install new backing cord and polyurethane sealer in 20mm deep joint | m | 220 |  | 0
3 | 3.2.29 | 8.15 | Concrete crack repair, saw cut along crack, clean, apply primer, insert polyurethane sealant | m | 150 |  | 0
|  |  | SUB-TOTAL CARRIED FORWARD |  |  |  | 0
|  |  | brought forward |  |  |  | 0
| D | SANS 1200HA | SKIP RAILS (MOD 1 & 2)
3 | 2.3 |  | Remove existing skip rails | m | 180 |  | 0
3 | 2.31 | 8.3.2 | Install 76,2 x 76,2 x 14.9kg/m mild steel rails including fastening clips @ 500mm c/c each with 2/12mm dia. Expanding bolts. | m | 180 |  | 0
Sundry Items
3 | 2.32 |  | Stop log to stop flow in main channel to HoW module 1 when refurbishing existing sluice gate | No | 1 |  | 0
3 | 3 |  | GRIT HANDLING AREA
| A |  | CLEARING AND REMOVAL OF STRUCTURES
3 | 3.1 |  | Clean vortex degritters and grit handling transfer screws including disposal of waste | Sum | 1 |  | 0
3 | 3.2 |  | Demolishing of existing concrete structure for conventional grit classifiers | Sum | 1 |  | 0
3 | 3.3 |  | Demolishing of existing bundwall and dispose of material | Sum | 1 |  | 0
| B | SANS 1200D | EARTHWORKS
Restricted Excavation
3 | 3.4 | 8.3.3(a) | Excavate for extension of bunded area for classifier and dispose | m3 | 50 |  | 0
|  | 8.3.3 (b) | Extra-over item 3.3.4 for additional excavation required by the engineer after the excavations have been completed
3 | 3.5 |  | Intermediate material | m3 | 13 |  | 0
3 | 3.6 |  | Hard rock material | m3 | 3 |  | 0
| B | SANS 1200G | CONCRETE (STRUCTURAL)
Concrete Work
3 | 3.7 |  | Saw cut 120mm deep into existing concrete floor to get straight transition piece | m | 20 |  | 0
3 | 3.8 |  | Break down existing bund wall to floor level | m | 20 |  | 0
3 | 3.9 |  | Break 40mm deeper into existing concrete at reinforcing, cut reinforcing coat the reinforcing with zinc rich paint, apply wet to dry epoxy to old concrete surface and use an approved epoxy to repair concrete to final dimensions | m | 20 |  | 0
3 | 3.1 |  | Supply and install Diamond Dowels at 350mm c/c | No | 250 |  | 0
3 | 3.11 |  | Supply and install R20 dowels, 400mm long, 200mm deep at 300mm c/c, incl of drilling, epoxy. | No | 250 |  | 0
3 | 3.12 | 8.13 | Resurfacing of corroded concrete | m2 | 250 |  | 0
|  | 8.4.2 | Blinding Layer in Grade 15/20 concrete with 50mm thickness
3 | 3.13 |  | Under floor for extension of bunded area | m2 | 45 |  | 0
|  | 8.4.3 | Strength Concrete 35/20
3 | 3.14 |  | Floor of bunded area | m3 | 10 |  | 0
3 | 3.15 |  | Walls of bunded area | m3 | 15 |  | 0
|  |  | SUB-TOTAL CARRIED FORWARD |  |  |  | 0
|  |  | brought forward |  |  |  | 0
|  | 8.4.4 a) | Wood float finish for upper surfaces of:
3 | 3.16 |  | Top of plinths | m2 | 15 |  | 0
3 | 3.17 |  | Top of floor inside bunded area | m2 | 15 |  | 0
|  | 8.4.4 a) | Steel float finish for upper surfaces of:
3 | 3.18 |  | Top of bund walls | m2 | 15 |  | 0
|  | PSG 8.7 | Grouting
Grouting in of equipment supplied and installed by the plant suppliers
3 | 3.19 | ( i ) | using non-shrink grout | m3 | 0.1 |  | 0
3 | 3.2 | ( ii ) | using dry-packed grout | m3 | 0.1 |  | 0
|  | PSG 8.5 | JOINTS
Filled Joints (including formwork)
Joint filler consisting of closed cell expanded polyethylene with density not less than 120kg/m3 including bullnose finish to both sides of joint and tear off strip
3 | 3.21 | 8.5.2 | 20 mm wide between 150 mm concrete floor and new bund walls | m | 220 |  | 0
Sealed Joints
Joint sealer (20 x 15 mm) consisting of a two component polyether based polyurethane sealing compound on visible face of joint including primer and bond breaker
3 | 3.22 | 8.5.3 | 20 mm joints between concrete members
Replacement of existing joint sealer
3 | 3.23 | 8.14 | Remove old Joint Sealer 20mm wide and 20mm deep | m | 220 |  | 0
3 | 3.24 | 8.14 | Install new backing cord and polyurethane sealer in 20mm deep joint | m | 220 |  | 0
3 | 3.25 | 8.15 | Concrete crack repair, saw cut along crack, clean, apply primer, insert polyurethane sealant | m | 150 |  | 0
3 | C | SANS 1200HA | SKIP RAILS
3 | 3.26 |  | Removal of existing skip rails | m | 90 |  | 0
3 | 3.27 |  | 76, 2 x 76, 2 x 14.9kg/m mild steel rails including fastening clips @ 500mm c/c each with 2/12mm dia. Expanding bolts. | m | 90 |  | 0
3 | 4 |  | FINE SCREENS AND MACERATOR PUMP STATION
3 | A |  | CLEARING AND REMOVAL OF STRUCTURES
3 | 4.1 |  | Clearing of concrete channels in fine screens removal area and disposal of waste | m | 230 |  | 0
3 | 4.2 |  | Demolish and removal of existing concrete plinths inside Macerator Pump Station | Sum | 1 |  | 0
3 | 4.3 |  | Demolishing of old concrete outside Macerator Pump Station and disposal of waste | Sum | 1 |  | 0
3 | 4.4 |  | Cleaning, preperation and painting of internal plastered brick walls of Pump Station | m2 | 46 |  | 0
3 | 4.5 |  | Cleaning of internal concrete walls of Pump Station | m2 | 117 |  | 0
|  |  | SUB-TOTAL CARRIED FORWARD |  |  |  | 0
|  |  | brought forward |  |  |  | 0
| B | SANS 1200G | CONCRETE - STRUCTURAL
|  | 8.2 | Formwork
|  | 8.2.2 | Smooth Formwork
Plane Vertical
3 | 4.6 |  | Sides of all plinths | m2 | 150 |  | 0
|  | 8.2.5 | Narrow width (up to 300mm wide)
3 | 4.7 |  | Sides of footings | m² | 30 |  | 0
|  | 8.3 | Reinforcement
|  | 8.3.1 | High Tensile steel bars
3 | 4.8 | 8.1.2.2 | 25 mm dia. - Basic price | t | 0.24 |  | 0
|  | 8.3.1 | Mild steel bars
3 | 4.9 | 8.1.2.2 | 25 mm dia. : basic price | t | 0.5 |  | 0
|  | 8.4 | Concrete
3 | 4.1 | PSG 8.13 | Resurfacing of concrete in the channels and bunded area | m2 | 288 |  | 0
3 | 4.11 |  | Supply and install R20 dowels, 400mm long, 200mm deep at 300mm c/c, incl of drilling, epoxy in existing concrete. | No | 60 |  | 0
|  | 8.4.3 | Strength Concrete 35/20
3 | 4.12 |  | New plinths for washer compactors | m3 | 1 |  | 0
3 | 4.13 |  | New pump plinths in Macerator Pump Station | m3 | 1 |  | 0
|  | 8.4.4 a) | Wood float finish for upper surfaces of:
3 | 4.14 |  | Top of Compactor plinths | m2 | 5 |  | 0
3 | 4.15 |  | Top of pump plinths | m3 | 5 |  | 0
|  | PSG 8.7 | Grouting
|  | 8.7 ( c ) | Grouting in of equipment supplied and installed by the plant suppliers
3 | 4.16 | ( i ) | using non-shrink grout | m3 | 0.1 |  | 0
3 | 4.17 | ( ii ) | using dry-packed grout | m3 | 0.1 |  | 0
|  | PSG | Joints
3 | 4.18 | 8.14 | Remove old Joint Sealer 20mm wide and 20mm deep | m | 220 |  | 0
3 | 4.19 | 8.14 | Install new backing cord and polyurethane sealer in 20mm deep joint | m | 220 |  | 0
3 | 4.2 |  | Concrete crack repair, saw cut along crack, clean, apply primer, insert polyurethane sealant | m | 150 |  | 0
| C | SANS 1200HA | SKIP RAILS
3 | 4.21 |  | Removal of existing skip rails | m | 90 |  | 0
3 | 4.22 |  | 76, 2 x 76, 2 x 14.9kg/m mild steel rails including fastening clips @ 500mm c/c each with 2/12mm dia. Expanding bolts. | m | 90 |  | 0
|  |  | SUB-TOTAL CARRIED FORWARD |  |  |  | 0
|  |  | brought forward |  |  |  | 0
MISCELANEOUS
3 | 4.23 |  | Replace existing door at Macerator Pump Station | No. | 1 |  | 0
3 | 4.24 |  | Replace existing window at Macerator Pump Station | No. | 1 |  | 0
3 | 4.25 |  | Empty existing pump room | Sum | 1 |  | 0
3 | 4.26 |  | Clean wall surfaces and prepare for repaint | Sum | 1 |  | 0
3 | 4.27 |  | Paint of inside walls of pump station | Sum | 1 |  | 0
3 | 5 |  | TRASH SCREEN
| A | SANS 1200C | SITE CLEARANCE
3 | 5.1 | 8.2.1 | Clear and grub | m2 | 1171 |  | 0
| B | SANS 1200D | EARTHWORKS
Restricted Excavations
|  | 8.3.3 a) | Exacvate for restricted foundation, footings and trenches in all material and use for backfill or embankment or dispose.
3 | 5.2 |  | 0m up to 2m | m³ | 125 |  | 0
3 | 5.3 |  | 2m up to 4m | m³ | 50 |  | 0
|  | 8.3.2 (b) | Extra Over Items 3.1.5 to 3.1.8 for excavations in:
3 | 5.4 | 8.3.3 b) 1) | Intermediate material | m³ | 35 |  | 0
3 | 5.5 | 8.3.3 b) 2) | Hard rock material | m³ | 20 |  | 0
| B | SANS 1200DM | ACCESS ROAD
SUBGRADE
|  | 8.3.3 | Treatment of road bed
|  | 8.3.3 a) | Road Bed Preperation and compaction of material to:
3 | 5.6 | 8.3.3 a) 2) | Rip and recompact in-situ material to 150mm depth, moisten and compact to minimum of 93% Mod. AASHTO density. | m³ | 151 |  | 0
| C | SANS 1200ME | SUBBASE
|  | 8.3.3 | Construct the subbase course/ shoulder with material from commercial sources or designated borrow pits
3 | 5.7 |  | G7 material compacted in 150mm layer to 93% of modified AASHTO maximum density | m³ | 151 |  | 0
| D | SANS 1200MF | BASE
Construct base with material from commercial sources or designated borrow areas
3 | 5.8 | 8.3.3 a) | Construct 150mm layer of G5 base compacted to 93% of MOD AASHTO from commercial sources | m³ | 151 |  | 0
|  | 8.3.5 | Process base material by the following processes, as relevant, and use in the base:
3 | 5.9 | 8.3.5 d) | Stabilisation | m³ | 151 |  | 0
|  |  | SUB-TOTAL CARRIED FORWARD |  |  |  | 0
|  |  | brought forward |  |  |  | 0
|  | 8.3.8 | Stabilizing agent:
3 | 5.1 | 8.3.8 b) | Portland cement | t | 5 |  | 0
| E | SANS 1200G | CONCRETE (STRUCTURAL)
|  | 8.2 | Formwork
|  | 8.2.1 | Rough Formwork
Plane Vertical
3 | 5.11 |  | Edge of concrete road slab | m2 | 115 |  | 0
|  | 8.2.2 | Smooth Formwork
Plane Vertical
3 | 5.12 |  | Edge of floor of bunded area | m2 | 4 |  | 0
3 | 5.13 |  | Sides of trash screen platform | m2 | 4 |  | 0
3 | 5.14 |  | Sides of staircases | m2 | 3 |  | 0
3 | 5.15 |  | Vertical risers of stairs | m2 | 2 |  | 0
Plane Horizontal
| 5.16 |  | Soffit of Trash screen platform over channel | m2 | 4 |  | 0
Plane Sloping
3 | 5.17 |  | Soffit of staircase | m2 | 4 |  | 0
|  | 8.3 | Reinforcement
|  | 8.3.1 | High Tensile steel bars
3 | 5.18 | 8.1.2.2 | 25 mm dia. - Basic price | t | 4.4 |  | 0
|  | 8.3.1 | Mild steel bars
3 | 5.19 | 8.1.2.2 | 25 mm dia. : basic price | t | 0.5 |  | 0
|  | 8.3.2 | High Tensile Welded Mesh
3 | 5.2 |  | Ref. 888 for road slab | m2 | 5 |  | 0
|  | 8.4 | Concrete
|  | 8.4.3 | Strength Concrete 35/20
3 | 5.21 |  | Trash screen platform | m³ | 5 |  | 0
3 | 5.22 |  | Road Slab | m³ | 2 |  | 0
3 | 5.23 |  | Stairs | m³ | 4 |  | 0
|  | 8.4.4 | Unformed Surface Finishes
|  | 8.4.4 a) | Wood Floated Finish
3 | 5.24 |  | Road Slab (One end bullnose) | m2 | 1171 |  | 0
|  | 8.4.4 b) | Steel Floated Finish
3 | 5.25 |  | Trash screen platform | m2 | 25 |  | 0
3 | 5.26 |  | Stairs | m2 | 5 |  | 0
|  |  | SUB-TOTAL CARRIED FORWARD |  |  |  | 0
|  |  | brought forward |  |  |  | 0
| F | PSG | JOINTS
|  | 8.5.2 | Filled Joints
Joint filler consisting of closed cell expanded polyethylene with density not less than 120kg/m3 including bullnose finish to both sides of joint and tear off strip
3 | 5.27 |  | 20 mm wide between 200mm concrete members | m | 320 |  | 0
3 | 5.28 |  | 20 mm wide between 300mm concrete members | m | 320 |  | 0
|  | 8.5.3 | Sealed Joints
Joint sealer (20 x 15 mm) consisting of a two component polyether based polyurethane sealing compound on visible face of joint including primer and bond breaker
3 | 5.29 |  | 20 mm x 15 mm joints between concrete members | m | 320 |  | 0
Sundry Items
3 | 5.3 |  | Stop log lifting hook | No | 1 |  | 0
3 | 6 |  | TRASH SCREEN BYPASS CHANNEL
| A | SANS 1200C | SITE CLEARANCE
3 | 6.1 | 8.2.1 | Clear and grub | m2 | 184 |  | 0
| B | SANS 1200D | EARTHWORKS
Restricted Excavations
|  | 8.3.3 a) | Exacvate for restricted foundation, footings and trenches in all material and use for backfill or embankment or dispose.
3 | 6.2 |  | 0m up to 2m | m³ | 125 |  | 0
3 | 6.3 |  | 2m up to 4m | m³ | 125 |  | 0
|  | 8.3.2 (b) | Extra Over Items 3.1.5 to 3.1.8 for excavations in:
3 | 6.4 | 8.3.3 b) 1) | Intermediate material | m³ | 30 |  | 0
3 | 6.5 | 8.3.3 b) 2) | Hard rock material | m³ | 5 |  | 0
|  | 8.3.4 | Imported backfill material from:
3 | 6.6 |  | Stockpile or other excavation on site | m³ | 30 |  | 0
3 | 6.7 |  | Commercial or off-site sources | m³ | 5 |  | 0
| C | SANS 1200G | CONCRETE (STRUCTURAL)
|  | 8.2 | Formwork
|  | 8.2.2 | Smooth Formwork
Plane Vertical
3 | 6.8 |  | Internal and external faces of channel walls | m2 | 80 |  | 0
|  | 8.2.5 | Narrow width (up to 300mm high)
3 | 6.9 |  | Edges of channel floor slab | m2 | 5 |  | 0
|  |  | SUB-TOTAL CARRIED FORWARD |  |  |  | 0
|  |  | brought forward |  |  |  | 0
3 | 6.1 |  | Sides of bundwalls | m2 | 5 |  | 0
|  | 8.3 | Reinforcement
|  | 8.3.1 | High Tensile Steel Bars
3 | 6.11 | 8.1.2.2 | 25mm dia - Basic Price | t | 1.2 |  | 0
|  | 8.3.1 | Mild steel bars
3 | 6.12 | 8.1.2.2 | 25 mm dia. : basic price | t | 0.5 |  | 0
|  | 8.4 | Concrete
|  | 8.4.2 | Blinding layer in Grade 15/20 concrete with 50mm thickness
3 | 6.13 |  | Below channel | m2 | 105 |  | 0
|  | 8.4.3 | Strength Concrete 35/20
3 | 6.14 |  | Channel floor slab | m³ | 15 |  | 0
3 | 6.15 |  | Channel walls | m³ | 15 |  | 0
|  | PSG 8.5 | Joints
|  | 8.5.2 | Filled Joints
Joint filler consisting of closed cell expanded polyethylene with density not less than 120kg/m3 including bullnose finish to both sides of joint and tear off strip
3 | 6.16 |  | 20 mm wide between 200mm concrete members
3 | 6.17 |  | Channel floor | m | 166 |  | 0
3 | 6.18 |  | Channel wall | m | 12 |  | 0
|  | 8.5.3 | Sealed Joints
Joint sealer (20 x 15 mm) consisting of a two component polyether based polyurethane sealing compound on visible face of joint including primer and bond breaker
3 | 6.19 |  | 20 mm x 15 mm joints between concrete members | m | 178 |  | 0
|  | 8.5.4 | Joints with Waterstops
3 | 6.2 | 8.5.4 (a) | 200 mm wide plasticized, flexible PVC Rearguard waterstop with centre hollow bulb and eyelets for fastening (straight) | m | 166 |  | 0
| D |  | MODIFICATION TO EXISTING CHANNEL
3 | 6.21 |  | Cutting of opening in existing channel walls for connection of bypass channel to main channel including all modifications to existing channel walls | No | 2 |  | 0
3 | 6.22 |  | Supply and installation of new precast concrete measuring flume assembly complete as per drawing | Prov Sum | 1 | 150000 | 150000
|  | SANS |  |  |  |  | 0
| E | 1200HA | STRUCTURAL STEELWORK (SUNDRY ITEMS)
PSHA
3 | 6.23 | 8.3.2(b) | Stainless steel 304 handrail assembly complete | m | 25 |  | 0
|  |  | TOTAL FOR SECTION 3 (Carried to Summary) |  |  |  | 150000

## 4 - PST's
SECTION 4 - SECONDARY TREATMENT
SECTION NO | ITEM NO | PAYMENT CLAUSE | DESCRIPTION | UNIT | QTY | RATE | AMOUNT
4 | 1 |  | PRIMARY SEDIMENTATION TANKS
| A | PSU 8.16 | CLEARING OF MATERIAL IN STRUCTURE
4 | 1.1 |  | Removal and disposal of sludge in hopper | m3 | 50 |  | 0
4 | 1.2 |  | Clean inside of launders | m2 | 1174.9557 |  | 0
4 | 1.3 |  | Clean floor from sand and sludge | m2 | 4607 |  | 0
| B | SANS 1200G | CONCRETE (STRUCTURAL)
4 | 1.4 | PSG 8.15 | Concrete crack repair, saw cut along crack, clean, apply primer, insert polyurethane sealant | m | 250 |  | 0
4 | 1.5 |  | Resurfacing of corroded concrete | m2 | 1379.7875 |  | 0
4 | 1.6 |  | Provisional Sum for Modifications to existing | Prov. Sum | 1 | 633844 | 633844
|  | PSG 8.5 | Joints
Replacement of existing joint sealer
4 | 1.7 |  | Remove old Joint Sealer 20mm wide and 20mm deep | m | 862.5 |  | 0
4 | 1.8 |  | Remove old Joint Sealer 20mm wide and 30mm deep | m | 862.5 |  | 0
4 | 1.9 |  | Install new backing cord and polyurethane sealer in 30mm deep joint | m | 862.5 |  | 0
4 | 1.1 |  | Install new backing cord and polyurethane sealer in 20mm deep joint | m | 862.5 |  | 0
4 | 1.11 |  | Refurbish existing ground water pressure relief valves | No. | 120 |  | 0
|  | PSG 8.7 | Grouting
4 | 1.12 |  | Remove existing grout at centre slip ring | No | 5 |  | 0
|  | 8.7 ( c ) | Grouting in of equipment supplied and installed by the plant suppliers
4 | 1.13 | ( i ) | using non-shrink grout | m3 | 0.5 |  | 0
4 | 1.14 | ( ii ) | using dry-packed grout | m3 | 0.5 |  | 0
4 | 1.15 |  | Re-install weir plates with new neoprene sealing material between concrete and plate and installation of new anchor bolts if required and adjusting after installation to obtain the correct level as shown on the drawing | m | 257 |  | 0
CCTV Inpections
4 | 1.16 |  | Allowance for CCTV Inspections of existing Underground Pipelines | Prov. Sum | 1 | 100000 | 100000
|  |  | TOTAL FOR SECTION 4 (Carried to Summary) |  |  |  | 733844

## 5 - Fermenters
SECTION 5 - SECONDARY TREATMENT
SECTION NO | ITEM NO | PAYMENT CLAUSE | DESCRIPTION | UNIT | QTY | RATE | AMOUNT
5 | 1 |  | FERMENTERS
| A | PSU 8.16 | CLEARING OF MATERIAL IN STRUCTURE
5 | 1.1 |  | Removal and disposal of sludge in hopper | m3 | 20 |  | 0
5 | 1.2 |  | Clean inside of launders | m2 | 324.2124 |  | 0
5 | 1.3 |  | Clean floor from sand and sludge | m2 | 970 |  | 0
| B | SANS 1200G | CONCRETE (STRUCTURAL)
5 | 1.4 | PSG 8.15 | Concrete crack repair, saw cut along crack, clean, apply primer, insert polyurethane sealant | m | 250 |  | 0
5 | 1.5 |  | Resurfacing of corroded concrete | m2 | 730.3966 |  | 0
5 | 1.6 |  | Provisional Sum for Modifications to existing | Prov. Sum | 1 | 311886 | 311886
|  | PSG 8.5 | Joints
Replacement of existing joint sealer
5 | 1.7 |  | Remove old Joint Sealer 20mm wide and 20mm deep | m | 345 |  | 0
5 | 1.8 |  | Remove old Joint Sealer 20mm wide and 30mm deep | m | 345 |  | 0
5 | 1.9 |  | Install new backing cord and polyurethane sealer in 30mm deep joint | m | 345 |  | 0
5 | 1.1 |  | Install new backing cord and polyurethane sealer in 20mm deep joint | m | 345 |  | 0
5 | 1.11 |  | Refurbish existing ground water pressure relief valves | No. | 48 |  | 0
|  | PSG 8.7 | Grouting
5 | 1.12 |  | Remove existing grout at centre slip ring | No | 2 |  | 0
|  | 8.7 ( c ) | Grouting in of equipment supplied and installed by the plant suppliers
5 | 1.13 | ( i ) | using non-shrink grout | m3 | 0.5 |  | 0
5 | 1.14 | ( ii ) | using dry-packed grout | m3 | 0.5 |  | 0
5 | 1.15 |  | Re-install weir plates with new neoprene sealing material between concrete and plate and installation of new anchor bolts if required and adjusting sfter installation to obtain the correct level as shown on the drawing | m | 102.8 |  | 0
|  |  | TOTAL FOR SECTION 5 (Carried to Summary) |  |  |  | 311886

## 6 - SECONDARY TREATMENT
SECTION 6 - SECONDARY TREATMENT
SECTION NO | ITEM NO | PAYMENT CLAUSE | DESCRIPTION | UNIT | QTY | RATE | AMOUNT
6 | 1 |  | CLARIFIERS
| A | PSU 8.16 | CLEARING OF MATERIAL IN STRUCTURE
6 | 1.1 |  | Removal and disposal of sludge in hopper | m3 | 155 |  | 0
6 | 1.2 |  | Removal and disposal of sludge on Clarifier Floor | m3 | 155 |  | 0
6 | 1.3 |  | Clean inside of launders | m2 | 1377.5255 |  | 0
6 | 1.4 |  | Remove existing weir plates at launders | m | 1972 |  | 0
| B | SANS 1200G | CONCRETE (STRUCTURAL)
6 | 1.5 | PSG 8.15 | Concrete crack repair, saw cut along crack, clean, apply primer, insert polyurethane sealant | m | 150 |  | 0
6 | 1.6 |  | Resurfacing of corroded concrete | m2 | 2656.6564 |  | 0
|  | PSG 8.5 | Joints
Replacement of existing joint sealer
6 | 1.7 |  | Remove old Joint Sealer 20mm wide and 20mm deep | m | 1805 |  | 0
6 | 1.8 |  | Remove old Joint Sealer 20mm wide and 30mm deep | m | 1805 |  | 0
6 | 1.9 |  | Install new backing cord and polyurethane sealer in 30mm deep joint | m | 1805 |  | 0
6 | 1.1 |  | Install new backing cord and polyurethane sealer in 20mm deep joint | m | 1805 |  | 0
6 | 1.11 |  | Refurbish existing ground water pressure relief valves | No. | 360 |  | 0
|  | PSG 8.7 | Grouting
6 | 1.12 |  | Remove existing grout at centre slip ring | No | 12 |  | 0
|  | 8.7 ( c ) | Grouting in of equipment supplied and installed by the plant suppliers
6 | 1.13 | ( i ) | using non-shrink grout | m3 | 0.5 |  | 0
6 | 1.14 | ( ii ) | using dry-packed grout | m3 | 0.5 |  | 0
6 | 1.15 |  | Re-install weir plates with new neoprene sealing material between concrete and plate and installation of new anchor bolts if required and adjusting sfter installation to obtain the correct level as shown on the drawing | m | 1972 |  | 0
6 | 1.16 |  | Provisional Sum for Modifications to existing | Prov. Sum | 1 | 462728 | 462728
6 | 2 |  | BIO-REACTORS
6 | 2.1 |  | Removal and disposal of sand on floor of tank | Prov. Sum | 1 | 1000000 | 1000000
|  | PSG 8.7 | Grouting
6 | 2.2 |  | Remove old grout after removal of existing mixers (Area of ±0.25m2 per mixer) | No | 20 |  | 0
|  | 8.7 ( c ) | Grouting in of equipment supplied and installed by the plant suppliers
6 | 2.3 | ( i ) | using non-shrink grout | m3 | 0.5 |  | 0
6 | 2.4 | ( ii ) | using dry-packed grout | m3 | 0.5 |  | 0
|  |  | TOTAL FOR SECTION 6 (Carried to Summary) |  |  |  | 1462728

## 7 - WASH WATER
SECTION 7 - WASH WATER
SECTION NO | ITEM NO | PAYMENT CLAUSE | DESCRIPTION | UNIT | QTY | RATE | AMOUNT
7 | 1 |  | NEW WASH WATER FILTER STATION
| A | SANS 1200 C | SITE CLEARANCE
7 | 1.1 | 8.2.1 | Clear and grub | m2 | 205 |  | 0
| B | SANS 1200 D | EARTHWORKS
|  | PSD 8.3.3 | Restricted Excavation
|  | 8.3.3 a) | Exacvate for restricted foundation, footings and trenches in all material and use for backfill or embankment or dispose.
7 | 1.2 |  | 0m up to 2m | m³ | 265 |  | 0
|  | 8.3.3 (a) (ii) | Extra-over Items 7.1.2 to for additional excavation required by the engineer after the excavations have been completed
7 | 1.3 |  | Intermediate material | m3 | 80 |  | 0
7 | 1.4 |  | Hard rock material | m3 | 53 |  | 0
| C | SANS 1200G | CONCRETE (STRUCTURAL)
|  | 8.2 | Formwork
|  | 8.2.2 | Smooth Formwork
Plane Vertical
7 | 1.5 |  | Internal and external faces of sump walls | m2 | 115 |  | 0
7 | 1.6 |  | Sides of apron slab | m2 | 15 |  | 0
7 | 1.7 |  | Sides of all plinths (incl. pump, accumulator, pressure vessel and filters) | m2 | 15 |  | 0
|  | 8.2.5 | Narrow width (up to 300mm wide)
7 | 1.8 |  | Edges of footings | m² | 40 |  | 0
7 | 1.9 |  | Edges of floor slab | m² | 10 |  | 0
7 | 1.1 |  | Internal sides of drainage trench floor | m² | 10 |  | 0
7 | 1.11 |  | Edges of sump floor | m² | 5 |  | 0
|  | PSG | Special Formwork
|  | 8.2.6 | Box out holes/form voids
|  | 8.2.6 (b) | Cubical of volume
Over and up to and including
7 | 1.12 |  | (ii) 0,01 m³ - 0,05 m³ | No. | 1 |  | 0
7 | 1.13 |  | (iii) 0,05 m³ - 0,15 m³ | No. | 1 |  | 0
|  | 8.2.7 | Recesses and chamfers larger than 25x25mm
| 1.14 |  | 100 x 100mm chamfers and vertical corners of cable channels | m | 45 |  | 0
Reinforcement
|  | 8.3.1 | High Tensile steel bars
7 | 1.15 | 8.1.2.2 | 25 mm dia. - Basic price | t | 3.4 |  | 0
|  | 8.3.1 | Mild steel bars
7 | 1.16 | 8.1.2.2 | 25 mm dia. : basic price | t | 0.5 |  | 0
|  | 8.3.2 | High Tensile Welded Mesh
7 | 1.17 |  | Ref. 245 for apron slabs | m2 | 70 |  | 0
7 | 1.18 |  | Ref. 617 for floor slabs | m2 | 200 |  | 0
|  |  | SUB-TOTAL CARRIED FORWARD |  |  |  | 0
|  |  | brought forward |  |  |  | 0
|  | 8.1.3 | Concrete
|  | 8.4.2 | Blinding Layer in Grade 15/20 concrete with 50mm thickness
7 | 1.19 |  | Underneath floor slabs and sumps of pump station | m2 | 210 |  | 0
Strength Concrete 35/20
7 | 1.2 |  | Strip footing (900 mm wide, 300 mm thick) | m3 | 20 |  | 0
7 | 1.21 |  | Floor slab | m3 | 30 |  | 0
7 | 1.22 |  | Sump floor slab | m3 | 5 |  | 0
7 | 1.23 |  | Sump walls | m3 | 20 |  | 0
7 | 1.24 |  | Plinths | m3 | 10 |  | 0
7 | 1.25 |  | Apron Slabs | m3 | 15 |  | 0
|  | 8.4.4 a) | Wood float finish for upper surfaces of:
7 | 1.26 |  | Floors and apron slabs | m2 | 250 |  | 0
7 | 1.27 |  | Sump floor | m2 | 250 |  | 0
7 | 1.28 |  | Pump plinths | m2 | 45 |  | 0
|  | PSG 8.7 | Grouting
|  | 8.7 ( c ) | Grouting in of equipment supplied and installed by the plant suppliers
7 | 1.29 | ( i ) | using non-shrink grout | m3 | 0.5 |  | 0
7 | 1.3 | ( ii ) | using dry-packed grout | m3 | 0.5 |  | 0
|  | PSG 8.5 | Joints
|  | 8.5.2 | Filled Joints
Joint filler consisting of closed cell expanded polyethylene with density not less than 120kg/m3 including bullnose finish to both sides of joint and tear off strip
7 | 1.31 |  | 20 mm wide between 80 mm concrete apron | m | 60 |  | 0
7 | 1.32 |  | 20 mm wide between concrete floor slab and brickwork | m | 160 |  | 0
|  | 8.5.3 | Sealed Joints
Joint sealer (20 x 15 mm) consisting of a two component polyether based polyurethane sealing compound on visible face of joint including primer and bond breaker
7 | 1.33 |  | 20 mm joints between concrete members | m | 60 |  | 0
7 | 1.34 |  | 20 mm joint between brick and concrete | m | 160 |  | 0
Building Work
| D | SANS 1200PSLE | Polyethylene Sheeting
7 | 1.35 | 8.2.18 | 250 micron polyethylene underneath strip footing and floor slab including ANT poison to SANS 618 | m² | 210 |  | 0
| E | SANS 1200PSU | Brickwork
7 | 1.36 | 8.1 (b) | 230mm thick, both faces, face brick | m2 | 350 |  | 0
Air Bricks
7 | 1.37 |  | 170 mm x 170 mm Standard vermin proof air bricks | No. | 6 |  | 0
|  |  | SUB-TOTAL CARRIED FORWARD |  |  |  | 0
|  |  | brought forward |  |  |  | 0
|  | 8.8 | Ironmongery
|  | 8.8.1 | Doors and Windows
Steel doors, frames and windows
7 | 1.38 | 8.8.1 (b) | Double transformer door and frame (1830 wide x 2438 mm high) | No. | 2 |  | 0
7 | 1.39 | 8.8.1 (b) | Standard single steel door and frame (915 wide x 2438 mm high) | No. | 1 |  | 0
7 | 1.4 | 8.8.1 (b) | Roller Door | No. | 1 |  | 0
7 | 1.41 | 8.8.1(d) | Windows SS43 with burglar proofing | No. | 7 |  | 0
|  | 8.9 | Structural Timber
|  | 8.9 (h) | Roof trusses complete: Design, supply, erect and certify by supplier. To include all necessary plates, beams, joists, rafters, purlins, battens, brandering and bracing) | Sum | 1 |  | 0
|  | 8.12 | Roof Covering
7 | 1.42 | (c) | Concrete roof tiles to match existing buildings | m² | 300 |  | 0
7 | 1.43 |  | 225 mm x 10 mm F.C. facia boards | m | 35 |  | 0
7 | 1.44 |  | 225 mm x 10 mm F.C. barge boards | m | 45 |  | 0
| F | SANS 1200HB | CLADDING AND SHEETING
|  | 8.2.2 | Supply and install cladding and sheeting:
7 | 1.45 |  | Roof Sheeting(0.6 mm green chromadek) | m² | 215 |  | 0
|  | 8.13 | Gutters
7 | 1.46 | 8.13 a) | Gutters (size and type) | m | 35 |  | 0
7 | 1.47 | 8.13 b) | Rain water down pipes (size and type) | No. | 4 |  | 0
7 | 2 |  | EXISTING WASHWATER PUMP STATION
| A | PSU 8.16 | CLEARING AND REMOVAL OF STRUCTURES
7 | 2.1 |  | Break out part of existing pump plinths (±800x1250x300mm) and dispose of material (if required) | No | 5 |  | 0
7 | 2.2 |  | Supply and install R20 dowels, 400mm long, 200mm deep at 300mm c/c, incl of drilling , epoxy in existing concrete as per detail | No | 60 |  | 0
7 | 2.3 |  | Remove existing footings of water tank outside building and disdpose (if required) | sum | 1 |  | 0
7 | 2.4 |  | Provisional Sum for Modifications to existing | Prov. Sum | 1 | 285059 | 285059
| B | SANS 1200 D | EARTHWORKS
|  | PSD 8.3.3 | Restricted Excavation
|  | 8.3.3 a) | Exacvate for restricted foundation, footings and trenches in all material and use for backfill or embankment or dispose.
7 | 2.5 |  | 0m up to 2m | m³ | 5 |  | 0
| B | SANS 1200G | CONCRETE (STRUCTURAL)
|  | 8.2 | Formwork
|  | 8.2.2 | Smooth Formwork
Plane Vertical
7 | 2.6 |  | Sides of plinths | m2 | 50 |  | 0
|  | 8.3 | Reinforcement
|  | 8.3.1 | High Tensile steel bars
|  |  | SUB-TOTAL CARRIED FORWARD |  |  |  | 285059
|  |  | brought forward |  |  |  | 285059
7 | 2.7 | 8.1.2.2 | 25 mm dia. - Basic price | t | 0.24 |  | 0
|  | 8.3.1 | Mild steel bars
7 | 2.8 | 8.1.2.2 | 25 mm dia. : basic price | t | 0.5 |  | 0
|  | 8.4 | Concrete
|  | 8.4.3 | Strength Concrete 35/20
7 | 2.9 |  | Plinths | m3 | 6 |  | 0
7 | 2.1 |  | Footings for wash water tank | m3 | 5 |  | 0
|  | 8.4.4 a) | Wood float finish for upper surfaces of:
7 | 2.11 |  | Pump plinths | m2 | 1 |  | 0
|  | PSG 8.7 | Grouting
|  | 8.7 ( c ) | Grouting in of equipment supplied and installed by the plant suppliers
7 | 2.12 | ( i ) | using non-shrink grout | m3 | 0.03 |  | 0
7 | 2.13 | ( ii ) | using dry-packed grout | m3 | 0.03 |  | 0
Building Work
|  | 8.9 | Structural Timber (Repair)
7 | 2.14 | 8.9 (h) | Inspection, reporting and repair of Roof Trusses | Prov Sum | 1 | 100000 | 100000
SUNDRY ITEMS
7 | 2.15 |  | Erect a canopy over the newly installed emergency power generator next to the existing building | Sum | 1 |  | 0
Fencing
7 | 2.16 |  | Galvanised and PVC coated security fence including a gate around the new emergency generator to be maintenance free and carry a minimum 10 year anti corrosion guarantee. | m | 10 |  | 0
|  | 8.12 | ROOF COVERING
7 | 2.17 |  | Inspection, reporting and repair of Roof Sheeting and Trusses | Prov Sum | 1 | 500000 | 500000
|  | SANS |  |  |  |  | 0
|  | 1200HA | STRUCTURAL STEELWORK (SUNDRY ITEMS)
PSHA
7 | 2.18 | 8.3.2(b) | Galvanised mild steel handrail assembly complete | m | 12 |  | 0
|  | PSU 8.8 | Ironmongery
|  | 8.8.1 | Doors and Windows
7 | 2.19 |  | Remove existing internal access door in the MCC Room and brick-up with similar face bricks | Sum | 1 |  | 0
7 | 2.2 |  | Remove existing external roller shutter door in the MCC Room and modify brickwork to install double steel door | Sum | 1 |  | 0
7 | 2.21 |  | Remove existing external window in the MCC Room and brick-up with face bricks | Sum | 1 |  | 0
Steel doors, frames and windows
7 | 2.22 | 8.8.1 (b) | Install double transformer door and frame (1830 wide x 2438 mm high) in place of roller shutter door | No. | 1 |  | 0
|  |  | TOTAL FOR SECTION 7 (Carried to Summary) |  |  |  | 885059

## 8 - EMERGENCY DAM
SECTION 8 - EMERGENCY DAM
SECTION NO | ITEM NO | PAYMENT CLAUSE | DESCRIPTION | UNIT | QTY | RATE | AMOUNT
8 | 1 |  | MODIFICATIONS TO OVERFLOW CHANNEL
| A | SANS 1200D | EARTHWORKS
|  | 8.3.3 | Restricted Excavation
Excavate for new flow measuring channel in all materials and use for backfill or dispose
8 | 1.1 |  | 0 to 2m deep | m³ | 5 |  | 0
|  | 8.3.4 | Importing Materials
8 | 1.2 | 8.3.4 a) | Extra-over for importation of materials from commercial sources or from borrow pits | m³ | 2.5 |  | 0
| B | SANS 1200 G | CONCRETE (STRUCTURAL)
|  | 8.2 | Formwork
|  | 8.2.1 | Rough Formwork
Plane Vertical
8 | 1.3 |  | Sides of manhole floor | m² | 2 |  | 0
8 | 1.4 |  | Sides of channel | m² | 4 |  | 0
|  | 8.2.2 | Smooth Formwork
Plane Vertical
8 | 1.5 |  | Internal and external sides of channel walls | m² | 17 |  | 0
8 | 1.6 |  | Internal and external sides of access manhole | m² | 15 |  | 0
Reinforcement
|  | 8.3.1 | High Tensile steel bars
8 | 1.7 | 8.1.2.2 | 25 mm dia - Basic price | t | 0.32 |  | 0
|  | 8.3.1 | Mild steel bars
8 | 1.8 | 8.1.2.2 | 25 mm dia. : basic price | t | 0.5 |  | 0
|  | 8.4 | CONCRETE
8 | 1.9 | 8.2.8 | Demolish and remove existing concrete in Emergency Dam outlet using diamond cutting | Sum | 1 |  | 0
8 | 1.1 |  | Saw cut 150mm deep into existing concrete overflow to get a straight transition piece | m | 20 |  | 0
8 | 1.11 |  | Break down existing concrete channel (150mm thick) where new channel are to be constructed | m² | 20 |  | 0
8 | 1.12 |  | Provisional Sum for Modifications to existing infrastructure | Prov. Sum | 1 | 14670 | 14670
|  | 8.4.2 | Blinding Layer in Grade 15/20 concrete with 50mm thickness
8 | 1.13 |  | Underneath outlet channel and access manhole | m² | 16 |  | 0
|  | 8.4.3 | Strength Concrete 15/20
8 | 1.14 |  | Mass concrete Benching | m3 | 3 |  | 0
|  | 8.4.3 | Strength Concrete 35/20
8 | 1.15 |  | Outlet channel | m³ | 3 |  | 0
8 | 1.16 |  | Access manhole | m³ | 2 |  | 0
|  | 8.4.4 | Unformed surface finishes
Steel float finish for upper surfaces of:
8 | 1.17 |  | Top of concrete walls | m² | 3 |  | 0
|  |  | SUB-TOTAL CARRIED FORWARD |  |  |  | 14670
|  |  | brought forward |  |  |  | 14670
8 | 1.18 |  | Channel floor | m² | 5 |  | 0
|  | PSG 8.5 | JOINTS
|  | 8.5.2 | Filled Joints (including formwork)
Joint filler consisting of closed cell expanded polyethylene with density not less than 120kg/m3 including bullnose finish to both sides of joint and tear off strip
8 | 1.19 |  | 20 mm wide between 200mm concrete members | m | 24.43 |  | 0
|  | 8.5.3 | Sealed Joints
Joint sealer (20 x 15 mm) consisting of a two component polyether based polyurethane sealing compound on visible face of joint including primer and bond breaker
8 | 1.2 |  | 20 mm joints between concrete members | m | 24 |  | 0
| C | SANS 1200HA | STRUCTURAL STEELWORK (SUNDRY ITEMS)
8 | 1.21 |  | Steps in access manhole | Sum | 1 |  | 0
8 | 1.22 |  | SS 304 hand stop for opening of 300x200 | No | 1 |  | 0
| D | PSVC | GRP PRODUCTS
8 | 1.23 |  | GRP weir plate 6mm thick | Sum | 1 |  | 0
|  |  | TOTAL FOR SECTION 8 (Carried to Summary) |  |  |  | 14670

## 9 - MECHANICAL EQUIP (hidden)
SECTION 9 - MECHANICAL EQUIPMENT
ITEM | PAYMENT | DESCRIPTION | UNIT | QTY | RATE | AMOUNT
NO | CLAUSE
| PSMW | MECHANICAL EQUIPMENT
Remove (to Contractor's workshop off site), Inspect and Conduct conditional assessment of exisitng equipment
|  | Coarse screens | No. | 2
|  | Fine screens | No. | 4
|  | Vortex degritter air lift pumps | No.
|  | Biological reactor mixers | No.
Refurbishment of existing equipment
|  | Coarse screens | No. | 2
|  | Fine screens | No. | 4
|  | Vortex degritter air lift pumps | No.
|  | Biological reactor mixers | No.
Transport existing equipment from the Contractor's workshop back to site
|  | Coarse screens | No. | 2
|  | Fine screens | No. | 4
|  | Vortex degritter air lift pumps | No.
|  | Biological reactor mixers | No.
Disposal of existing equipment
|  | Coarse screens | No. | 2
|  | Fine screens | No. | 4
|  | Vortex degritter air lift pumps | No.
|  | Biological reactor mixers | No.
Design, Manufacture and Delivery of screenings equipment in accordance with the specification
|  | Complete mechanically front raked coarse screen with 12mm aperture in accordance with the specification | No.
|  | Complete mechanically front raked fine screens with 6mm aperture in accordance with the specification | No.
Complete trash screen accordance with the specification
Design, Manufacture and Delivery of screenings handling equipment in accordance with the specification
Complete screenings hydro-conveyor in accordance with the specification
Complete washer compactor in accordance with the specification
SUB-TOTAL CARRIED FORWARD
brought forward
Complete screenings screw conveyor in accordance with the specification
9.1 | 2.11 | Design, Manufacture and Delivery of Mechanical Equipment for the Emergency Overflow Dam Pump Station In accordance with the Specification
9.1.1 |  | Centrifugal pumps complete with motor, base plate, coupling, and coupling guard. | No | 2
9.1.2 |  | Suction and Discharge pipe work, valves, fittings and pipe supports. | Sum | 1
9.1.3 |  | Pump Station sump drainage pump | No | 1
Installation, testing and commissioning of Mechanically operated penstocks in accordance with the Specification
9.1.4 |  | Manually operated penstocks complete as specified - to be mounted on concrete wall to suit a 1500 x 1500 opening (See drawing 10367-04-08) | No | 2
9.2 | PSMW | Design, Manufacture and Delivery of Mechanical Equipment for the Secondary Scum Pump Station In accordance with the Specification
9.2.1 |  | Centrifugal pumps complete with motor, base plate, coupling and coupling guard. | No | 2
9.2.2 |  | Suction and Discharge pipe work, valves, fittings and pipe supports. | Sum | 1
9.2.3 |  | Pump Station sump drainage pump | No | 1
9.2.4 |  | Mixers | No | 2
Sand Filters
Wash water storage tanks (Volume: m3)
9.3 | PSMW | Design, Manufacture and Delivery of Mechanical Equipment for the Subsoil Drainage and Leak Detection Manholes In accordance with the Specification
9.3.1 |  | Submersible pumps complete with motor and level control. | No | 4
9.3.2 |  | Discharge pipe work, valves, fittings and pipe supports. | Sum | 1
| PSMW | INSTALLATION AND COMMISSIONING OF THE MECHANICAL EQUIPMENT AT PUMP STATIONS
2.11
9.4 |  | Installation, testing and commissioning of equipment for the Mechanical Equipment for the Pump Stations in accordance with the Specification
9.4.1 |  | Complete Equipment as supplied under item 9.1.1 | Sum | 1
9.4.2 |  | Complete Equipment as supplied under item 9.1.3 | Sum | 1
9.4.3 |  | Complete Equipment as supplied under item 9.2.1 | Sum | 1
9.4.4 |  | Complete Equipment as supplied under item 9.2.3 | Sum | 1
9.4.4 |  | Complete Equipment as supplied under item 9.2.4 | Sum | 1
9.4.5 |  | Complete Equipment as supplied under item 9.3.1 | Sum | 1
TOTAL FOR SECTION 9 (Carried to Summary)

## 10 - ELECT AND C & I (hidden)
SECTION 10 - ELECTRICAL AND CONTROL AND INSTRUMENTATION |  |  | TENDER COST |  |  |  | Final Account Estimate
ITEM NO | PAYMENT CLAUSE | DESCRIPTION | UNIT | QTY | RATE | AMOUNT | UNIT | QTY | RATE | AMOUNT
SUPPLY AND DELIVERY
(INSTRUMENTATION WORKS)
10.1 |  | Supply and delivery of Instrumentation
10.1.1 |  | Area-Velocity flow meters | No | 2 | 92622 | 185244 | No | 2 | 92622 | 185244 | 0
0
10.1.2 |  | Instrument junction boxes for area-velocity flow meters | No | 2 | 18043 | 36086 | No | 2 | 18043 | 36086 | 0
0
10.1.3 |  | Ultrasonic level meter | No | 3 | 18345 | 55035 | No | 2 | 18345 | 36690 | 18345
0
10.1.4 |  | Instrument junction boxes for ultrasonic level meters | No | 3 | 15283 | 45849 | No | 3 | 15283 | 45849 | 0
0
10.1.5 |  | Electromagnetic flow meters | No | 2 | 34125 | 68250 | No | 0 | 34125 | 0 | 68250
0
10.1.6 |  | Instrument junction boxes for electromagnetic flow meters | No | 2 | 19857 | 39714 | No | 2 | 19857 | 39714 | 0
0
10.1.7 |  | Instrument junction box for Instrument cable Interface | No | 1 | 2325 | 2325 | No | 13 | 2325 | 30225 | -27900
PLCs
10.2 |  | Supply and delivery of PLC Equipment :-
10.2.1 |  | 32-Channel, relay digital output card for Schneider Premium PLC, complete with sub-bases and connecting cables | No | 1 | 14907 | 14907 | No | 1 | 14907 | 14907 | 0
0
10.2.2 |  | 8-Channel, 4-20mA analogue input card for Schneider Premium PLC, complete with sub-base & connecting cable | No | 1 | 26324 | 26324 | No | 0 | 26324 | 0 | 26324
0
10.2.3 |  | 16-Channel, 230V AC digital input cards for Schneider Premium PLC, complete with terminal block | No | 3 | 5824 | 17472 | No | 2 | 5824 | 11648 | 5824
|  | 64-Channel, 24V DC digital input cards for Schneider Premium PLC, complete with terminal block | No | 0 | 0 | 0 | No | 1 | 81361 | 81361 | -81361
C&I CABLE
10.3 |  | Supply and delivery of C&I cable :-
10.3.1 |  | 1.5 mm², 37-core PVC, SWA, PVC, PVC, Cu | m | 700 | 166.3 | 116410 | m | 648 | 166.3 | 107762.4 | 8647.6
0
10.3.2 |  | 1.5 mm², 12-core PVC, SWA, PVC, PVC, Cu | m | 0 | 72 | 0 | m | 268 | 72 | 19296 | -19296
0
10.3.3 |  | 1.5 mm², 4-core PVC, SWA, PVC, PVC, Cu | m | 2300 | 20.7 | 47610 | m | 662 | 20.7 | 13703.4 | 33906.6
0
10.3.4 |  | 2.5 mm², 3-core PVC, SWA, PVC, PVC, Cu | m | 2400 | 24 | 57600 | m | 444 | 24 | 10656 | 46944
0
10.3.5 |  | 2-pair, 0.5 mm2, PVC, SWA, PVC, IOS | m | 2200 | 26.4 | 58080 | m | 472 | 26.4 | 12460.8 | 45619.2
0
10.3.6 |  | 12-pair, 0.5 mm2, PVC, SWA, PVC, IOS | m | 700 | 84 | 58800 | m | 110 | 84 | 9240 | 49560
SUB-TOTAL CARRIED FORWARD
brought forward
10.3.7 |  | CAT-6 Cable | 5m lengths | 0 | 138 | 0 | 5m lengths | 0 | 138 | 0 | 0
0
10.3.8 |  | CAT-6 Cable | m | 0 | 29 | 0 | m | 0 | 29 | 0 | 0
C&I CABLE RACKING
10.4 |  | Supply and delivery of C&I cable racking:-
10.4.1 |  | 1000mm wide cable rack | m | 20 | 1136 | 22720 | m | 0 | 1136 | 0 | 22720
0
10.4.2 |  | 800mm wide cable rack | m | 20 | 1021 | 20420 | m | 0 | 1021 | 0 | 20420
0
10.4.3 |  | 600mm wide cable rack | m | 20 | 936 | 18720 | m | 12 | 936 | 11232 | 7488
0
10.4.4 |  | 300mm wide cable rack | m | 80 | 806 | 64480 | m | 36 | 806 | 29016 | 35464
0
10.4.5 |  | 150mm wide cable rack | m | 80 | 767 | 61360 | m | 12 | 767 | 9204 | 52156
0
10.4.6 |  | 1000mm T-pieces | No.ch | 2 | 3679 | 7358 | No.ch | 0 | 3679 | 0 | 7358
0
10.4.7 |  | 1000mm 90degree bends | No.ch | 4 | 2133 | 8532 | No.ch | 0 | 2133 | 0 | 8532
0
10.4.8 |  | 800mm T-pieces | No.ch | 2 | 2929 | 5858 | No.ch | 0 | 2929 | 0 | 5858
0
10.4.9 |  | 800mm 90degree bends | No.ch | 4 | 1897 | 7588 | No.ch | 0 | 1897 | 0 | 7588
0
10.4.10 |  | 600mm T-pieces | No.ch | 2 | 2485 | 4970 | No.ch | 2 | 2485 | 4970 | 0
0
10.4.11 |  | 600mm 90degree bends | No.ch | 4 | 1585 | 6340 | No.ch | 2 | 1585 | 3170 | 3170
0
10.4.12 |  | 300mm T-pieces | No.ch | 4 | 2064 | 8256 | No.ch | 2 | 2064 | 4128 | 4128
0
10.4.13 |  | 300mm 90degree bends | No.ch | 8 | 1154 | 9232 | No.ch | 8 | 1154 | 9232 | 0
0
10.4.14 |  | 150mm T-pieces | No.ch | 6 | 1863 | 11178 | No.ch | 1 | 1863 | 1863 | 9315
0
10.4.15 |  | 150mm 90degree bends | No.ch | 10 | 1022 | 10220 | No.ch | 2 | 1022 | 2044 | 8176
TRAINING
10.5 |  | Training of C&I Personnel
10.5.1 |  | Allow a cost for training of site staff as specified | Sum |  | 14090 | 14090 | Sum |  | 14090 | 14090 | 0
0
|  | SPARES | [8 empty] | 0
0
10.6 |  | C&I Maintenance Spares | [8 empty] | 0
10.6.1 |  | Allow a cost for recommended list of C&I maintenance spares as specified | Sum |  | 47054 | 47054 | Sum |  | 47054 | 47054 | 0
0
10.7 |  | C&I Trenching (Supply & Deliver) | [8 empty] | 0
10.7.1 |  | Trenching with sleeves, soft sand backfill, tiles, danger tape and route markers. | m | 400 | 305.2 | 122080 | m | 161 | 305.2 | 49137.2 | 72942.8
SUB-TOTAL CARRIED FORWARD
brought forward
INSTALL, TEST AND COMMISSION
(INSTRUMENTATION WORKS)
10.8 |  | Installation Testing And Commissioning of Instrumentation
10.8.1 |  | Area-Velocity flow meters | No | 2 | 788 | 1576 | No | 2 | 788 | 1576 | 0
0
10.8.2 |  | Instrument junction boxes for area-velocity flow meters | No | 2 | 2100 | 4200 | No | 2 | 2100 | 4200 | 0
0
10.8.3 |  | Ultrasonic level meter | No | 3 | 788 | 2364 | No | 3 | 788 | 2364 | 0
0
10.8.4 |  | Instrument junction boxes for ultrasonic level meters | No | 3 | 2100 | 6300 | No | 3 | 2100 | 6300 | 0
0
10.8.5 |  | Electromagnetic flow meters | No | 2 | 2703 | 5406 | No | 0 | 2703 | 0 | 5406
0
10.8.6 |  | Instrument junction boxes for electromagnetic flow meters | No | 2 | 2100 | 4200 | No | 2 | 2100 | 4200 | 0
0
10.8.7 |  | Instrument junction boxes for Instrument Interface | No | 1 | 1260 | 1260 | No | 13 | 1260 | 16380 | -15120
PLCs
10.9 |  | Installation Testing And Commissioning of PLC Equipment :-
10.9.1 |  | 32-Channel, relay digital output card for Schneider Premium PLC, complete with sub-bases, connecting cables, surge protection, terminals, etc. | No | 1 | 10660 | 10660 | No | 1 | 10660 | 10660 | 0
0
10.9.2 |  | 8-Channel, 4-20mA analogue input card for Schneider Premium PLC, complete with sub-base, connecting cable, surge protection, terminals, etc. | No | 1 | 10660 | 10660 | No | 0 | 10660 | 0 | 10660
0
10.9.3 |  | 16-Channel, 230V AC digital input cards for Schneider Premium PLC, complete with terminal block, surge protection, terminals, etc. | No | 3 | 10660 | 31980 | No | 2 | 10660 | 21320 | 10660
|  | 64-Channel, 24V DC digital input cards for Schneider Premium PLC, complete with terminal block | No | 0 | 0 | 0 | No | 1 | 10660 | 10660 | -10660
SUB-TOTAL CARRIED FORWARD
brought forward
C&I CABLE
10.1 |  | Installation Testing And Commissioning of C&I cable :-
10.10.1 |  | 1.5 mm², 37-core PVC, SWA, PVC, PVC, Cu | m | 700 | 53 | 37100 | m | 648 | 53 | 34344 | 2756
0
10.10.2 |  | 1.5 mm², 12-core PVC, SWA, PVC, PVC, Cu | m | 0 | 20 | 0 | m | 268 | 20 | 5360 | -5360
0
10.10.3 |  | 1.5 mm², 4-core PVC, SWA, PVC, PVC, Cu | m | 2300 | 22.2 | 51060 | m | 662 | 22.2 | 14696.4 | 36363.6
0
10.10.4 |  | 2.5 mm², 3-core PVC, SWA, PVC, PVC, Cu | m | 2400 | 18.8 | 45120 | m | 444 | 18.8 | 8347.2 | 36772.8
0
10.10.5 |  | 2-pair, 0.5 mm2, PVC, SWA, PVC, IOS | m | 2200 | 16.5 | 36300 | m | 472 | 16.5 | 7788 | 28512
0
10.10.6 |  | 12-pair, 0.5 mm2, PVC, SWA, PVC, IOS | m | 700 | 22.2 | 15540 | m | 110 | 22.2 | 2442 | 13098
0
10.10.7 |  | CAT-6 Cable | 5m lengths | 0 | 173 | 0 | 5m lengths | 0 | 173 | 0 | 0
0
10.10.8 |  | CAT-6 Cable | m | 0 | 18 | 0 | m | 0 | 18 | 0 | 0
C&I CABLE
10.11 |  | Termination of C&I cable :-
10.11.1 |  | 1.5 mm², 37-core PVC, SWA, PVC, PVC, Cu | Ends | 12 | 525 | 6300 | Ends | 10 | 525 | 5250 | 1050
0
10.11.2 |  | 1.5 mm², 12-core PVC, SWA, PVC, PVC, Cu | Ends | 0 | 260 | 0 | Ends | 12 | 260 | 3120 | -3120
0
10.11.3 |  | 1.5 mm², 4-core PVC, SWA, PVC, PVC, Cu | Ends | 32 | 167 | 5344 | Ends | 32 | 167 | 5344 | 0
0
10.11.4 |  | 2.5 mm², 3-core PVC, SWA, PVC, PVC, Cu | Ends | 36 | 187 | 6732 | Ends | 36 | 187 | 6732 | 0
0
10.11.5 |  | 2-pair, 0.5 mm2, PVC, SWA, PVC, IOS | Ends | 32 | 167 | 5344 | Ends | 32 | 167 | 5344 | 0
0
10.11.6 |  | 12-pair, 0.5 mm2, PVC, SWA, PVC, IOS | Ends | 12 | 360 | 4320 | Ends | 0 | 360 | 0 | 4320
0
10.11.7 |  | CAT-6 Cable | Ends | 0 | 263 | 0 | Ends | 0 | 263 | 0 | 0
INSTALL, TEST AND COMMISSION
(INSTRUMENTATION WORKS)
C&I CABLE RACKING
10.12 |  | Installation, Testing & Commissioning of C&I Cable Racking:-
10.12.1 |  | 1000mm wide cable rack | m | 20 | 180 | 3600 | m | 0 | 180 | 0 | 3600
0
10.12.2 |  | 800mm wide cable rack | m | 20 | 163 | 3260 | m | 0 | 163 | 0 | 3260
0
10.12.3 |  | 600mm wide cable rack | m | 20 | 152 | 3040 | m | 12 | 152 | 1824 | 1216
0
10.12.4 |  | 300mm wide cable rack | m | 80 | 111 | 8880 | m | 36 | 111 | 3996 | 4884
0
10.12.5 |  | 150mm wide cable rack | m | 80 | 101 | 8080 | m | 12 | 101 | 1212 | 6868
0
10.12.6 |  | 1000mm T-pieces | No.ch | 2 | 189 | 378 | No.ch | 0 | 189 | 0 | 378
0
10.12.7 |  | 1000mm 90degree bends | No.ch | 4 | 170 | 680 | No.ch | 0 | 170 | 0 | 680
SUB-TOTAL CARRIED FORWARD
brought forward
10.12.8 |  | 800mm T-pieces | No.ch | 2 | 208 | 416 | No.ch | 0 | 208 | 0 | 416
0
10.12.9 |  | 800mm 90degree bends | No.ch | 4 | 151 | 604 | No.ch | 0 | 151 | 0 | 604
0
10.12.10 |  | 600mm T-pieces | No.ch | 2 | 163 | 326 | No.ch | 3 | 163 | 489 | -163
0
10.12.11 |  | 600mm 90degree bends | No.ch | 4 | 141 | 564 | No.ch | 2 | 141 | 282 | 282
0
10.12.12 |  | 300mm T-pieces | No.ch | 4 | 128 | 512 | No.ch | 2 | 128 | 256 | 256
0
10.12.13 |  | 300mm 90degree bends | No.ch | 8 | 115 | 920 | No.ch | 8 | 115 | 920 | 0
0
10.12.14 |  | 150mm T-pieces | No.ch | 6 | 115 | 690 | No.ch | 0 | 115 | 0 | 690
0
10.12.15 |  | 150mm 90degree bends | No.ch | 10 | 108 | 1080 | No.ch | 0 | 108 | 0 | 1080
0
10.13 |  | C&I Trenching (Install, Test & Commission) | [8 empty] | 0
10.13.1 |  | Trenching with sleeves, soft sand backfill, tiles, danger tape and route markers. | m | 200 | 196 | 39200 | m | 64 | 196 | 12544 | 26656
SUPPLY AND DELIVERY (ELECTRICAL WORKS)
EQUIPMENT
10.14 |  | Supply and delivery of the following equipment:-
10.14.1 | PSY 1.3 | New Emergency Dam Pump Station MCC | No. | 1 | 896555 | 896555 | No. | 1 | 641924.47 | 641924.47 | 254630.53
10.14.2 | PSY 1.3 | New Scum Pump Station MCC | No. | 1 | 272601 | 272601 | No. | 1 | 272601 | 272601 | 0
10.14.3 | PSY 1.3 | Stop/Start Isolator Stations | No. | 12 | 5471 | 65652 | No. | 13 | 5471 | 71123 | -5471
10.14.4 | PSY 1.3 | New 150A Moulded Case Circuit Breaker at the Bio Reactor MCC | No. | 1 | 4736 | 4736 | No. | 1 | 4736 | 4736 | 0
10.14.5 | PSY 1.3 | New 630A Moulded Case Circuit Breaker at the Balancing Tank Mini-Sub | No. | 1 | 13370 | 13370 | No. | 0 | 13370 | 0 | 13370
10.14.6 | PSY 1.3 | New 630A Moulded Case Circuit Breaker at the Balancing Tank Mini-Sub | No. | 1 | 13370 | 13370 | No. | 0 | 13370 | 0 | 13370
|  | New 400A Moulded Case Circuit Breaker at the Balancing Tank Mini-Sub | No. | 1 | 0 | 0 | No. | 1 | 10350 | 10350 | -10350
EARTHING AND LIGHTING PROTECTION
10.15 |  | Supply and delivery of the following equipment:-
10.15.1 | PSY 1.5 | Earthing and Lightning Protection Emergency Dam Pump Station | No. | 1 | 15447 | 15447 | No. | 1 | 15447 | 15447 | 0
10.15.2 | PSY 1.5 | Earthing and Lightning Protection Scum Pump Station | No. | 1 | 13659 | 13659 | No. | 1 | 13659 | 13659 | 0
SUPPLY AND DELIVERY (ELECTRICAL WORKS)
SMALL POWER AND LIGHTING EQUIPMENT
10.16 |  | Supply and delivery of the following equipment:-
10.16.1 | PSY 1.7 | Emergency Overflow Dam Pump Station Small Power and Lighting DB | No. | 1 | 16293 | 16293 | No. | 1 | 16293 | 16293 | 0
10.16.2 | PSY 1.7 | New Scum Pump Station Small Power and Lighting DB | No. | 1 | 16293 | 16293 | No. | 1 | 16293 | 16293 | 0
10.16.3 | PSY 1.7 | 250 W MH Floodlight (IP65 ingress protection wide beam, hail proof, corrosion proof and vandal resistant) complete with mounting accessories | No. | 4 | 3521 | 14084 | No. | 3 | 3521 | 10563 | 3521
10.16.4 | PSY 1.7 | 150 W HPS Bulkhead (IP65 ingress protection, glass diffuser) complete with mounting accessories | No. | 4 | 1256 | 5024 | No. | 0 | 1256 | 0 | 5024
SUB-TOTAL CARRIED FORWARD
brought forward
10.16.5 | PSY 1.7 | 2 x 58 W industrial corrosion resistant fluorescent (IP65 ingress protection) complete with mounting accessories | No. | 10 | 541 | 5410 | No. | 7 | 541 | 3787 | 1623
10.16.6 | PSY 1.7 | 2 x 58 W industrial corrosion resistant fluorescent (IP65 ingress protection) with built in emergency back-up -1hour with 50% light output - complete with mounting accessories | No. | 2 | 1058 | 2116 | No. | 2 | 1058 | 2116 | 0
10.16.7 | PSY 1.7 | Photocell (Rated for 16 A at 230 V) | No. | 2 | 215 | 430 | No. | 1 | 215 | 215 | 215
10.16.8 | PSY 1.7 | 16 A industrial type single socket outlet | No. | 2 | 76 | 152 | No. | 1 | 76 | 76 | 76
0
10.16.9 | PSY 1.7 | 16 A industrial type switch socket outlet | No. | 2 | 76 | 152 | No. | 0 | 76 | 0 | 152
0
10.16.10 | PSY 1.7 | 16 A industrial type double switch socket outlet | No. | 2 | 90 | 180 | No. | 0 | 90 | 0 | 180
0
10.16.11 | PSY 1.7 | 63 A welding socket outlet, 4 pin round type, IP65 | No. | 2 | 1893 | 3786 | No. | 1 | 1893 | 1893 | 1893
0
10.16.12 | PSY 1.7 | 1-way industrial light switch | No. | 2 | 54 | 108 | No. | 1 | 54 | 54 | 54
0
10.16.13 | PSY 1.7 | 2-way industrial type light switch | No. | 2 | 49 | 98 | No. | 1 | 49 | 49 | 49
0
10.16.14 | PSY 1.7 | 25 mm Bosal (Galvanised Steel) conduit (c/w with mounting saddles and mounting accessories) | m | 100 | 37.9 | 3790 | m | 40 | 37.9 | 1516 | 2274
SUPPLY AND DELIVERY (ELECTRICAL WORKS)
CABLE RACKING
10.17 |  | Supply and delivery of the following cable racks and accessories-
10.17.1 | PSY 1.9 | 800 mm wide heavy duty cable rack (including all mounting accessories) | m | 20 | 1021 | 20420 | m | 0 | 1021 | 0 | 20420
0
10.17.2 | PSY 1.9 | 800 mm wide heavy duty T-Pieces (including all mounting accessories) | No. | 5 | 2929 | 14645 | No. | 0 | 2929 | 0 | 14645
0
10.17.3 | PSY 1.9 | 800 mm wide heavy duty 90o Bends (including all mounting accessories) | No. | 3 | 1819 | 5457 | No. | 0 | 1819 | 0 | 5457
0
10.17.4 | PSY 1.9 | 400 mm wide heavy duty cable rack (including all mounting accessories) | m | 40 | 861 | 34440 | m | 0 | 861 | 0 | 34440
0
10.17.5 | PSY 1.9 | 400 mm wide heavy duty T-Pieces (including all mounting accessories) | No. | 2 | 2119 | 4238 | No. | 0 | 2119 | 0 | 4238
0
10.17.6 | PSY 1.9 | 400 mm wide heavy duty 90o Bends (including all mounting accessories) | No. | 3 | 1254 | 3762 | No. | 0 | 1254 | 0 | 3762
0
10.17.7 | PSY 1.9 | 300 mm wide heavy duty cable rack (including all mounting accessories) | m | 50 | 806 | 40300 | m | 0 | 806 | 0 | 40300
0
10.17.8 | PSY 1.9 | 300 mm wide heavy duty T-Pieces (including all mounting accessories) | No. | 6 | 2064 | 12384 | No. | 0 | 2064 | 0 | 12384
0
10.17.9 | PSY 1.9 | 300 mm wide heavy duty 90o Bends (including all mounting accessories) | No. | 5 | 2064 | 10320 | No. | 0 | 2064 | 0 | 10320
0
10.17.7 | PSY 1.9 | 200 mm wide heavy duty cable rack (including all mounting accessories) | m | 150 | 1154 | 173100 | m | 0 | 1154 | 0 | 173100
SUB-TOTAL CARRIED FORWARD
brought forward
10.17.8 | PSY 1.9 | 200 mm wide heavy duty T-Pieces (including all mounting accessories) | No. | 1 | 1939 | 1939 | No. | 0 | 1939 | 0 | 1939
0
10.17.9 | PSY 1.9 | 200 mm wide heavy duty 90o Bends (including all mounting accessories) | No. | 2 | 1071 | 2142 | No. | 0 | 1071 | 0 | 2142
0
10.17.10 | PSY 1.10 | Cable rack covers | sum | 1 | 222141 | 222141 | sum | 0 | 222141 | 0 | 222141
SUPPLY AND DELIVERY (ELECTRICAL WORKS)
CABLES
10.18 |  | Supply and delivery of electrical cables :-
10.18.1 | PSY 1.6 | 120 mm², 4-core PVC/SWA/PVC/PVC/Cu 600/1000V | m | 300 | 622.5 | 186750 | m | 0 | 622.5 | 0 | 186750
0
10.18.2 | PSY 1.6 | 95 mm², 4-core PVC/SWA/PVC/PVC/Cu 600/1000V | m | 140 | 496.5 | 69510 | m | 220 | 496.5 | 109230 | -39720
0
10.18.3 | PSY 1.6 | 50 mm², 4-core PVC/SWA/PVC/PVC/Cu 600/1000V | m | 200 | 277.2 | 55440 | m | 167 | 277.2 | 46292.4 | 9147.6
|  | 25 mm², 4-core PVC/SWA/PVC/PVC/Cu 600/1000V | m | 0 | 0 | 0 | m | 90 | 159.25 | 14332.5 | -14332.5
|  | 16 mm², 4-core PVC/SWA/PVC/PVC/Cu 600/1000V | m | 0 | 0 | 0 | m | 10 | 94.9 | 949 | -949
10.18.4 | PSY 1.6 | 10 mm², 4-core PVC/SWA/PVC/PVC/Cu 600/1000V | m | 60 | 72.8 | 4368 | m | 30 | 72.8 | 2184 | 2184
0
10.18.5 | PSY 1.6 | 2.5 mm², 4-core PVC/SWA/PVC/PVC/Cu 600/1000V | m | 675 | 29.7 | 20047.5 | m | 356 | 29.7 | 10573.2 | 9474.3
0
10.18.6 | PSY 1.6 | 2.5 mm², 3-core PVC/SWA/PVC/PVC/Cu 600/1000V | m | 600 | 24 | 14400 | m | 307 | 24 | 7368 | 7032
0
10.18.7 | PSY 1.6 | 2.5 mm², 12-core PVC/SWA/PVC/PVC/Cu 600/1000V | m | 220 | 68.1 | 14982 | m | 220 | 68.1 | 14982 | 0
0
10.18.8 | PSY 1.6 | 2.5 mm², 19-core PVC/SWA/PVC/PVC/Cu 600/1000V | m | 465 | 48.3 | 22459.5 | m | 465 | 48.3 | 22459.5 | 0
0
10.18.9 | PSY 1.6 | 2.5 mm², 1-core Insulated Copper Earth Wire | m | 1185 | 4.1 | 4858.5 | m | 1185 | 4.1 | 4858.5 | 0
0
10.18.10 | PSY 1.6 | 6 mm², 1-core Insulated Copper Earth Wire | m | 60 | 9.1 | 546 | m | 60 | 9.1 | 546 | 0
|  | 10 mm², 1-core Insulated Copper Earth Wire | m |  | 0 | 0 | m | 20 | 14.63 | 292.6 | -292.6
|  | 16 mm², 1-core Insulated Copper Earth Wire | m |  | 0 | 0 | m | 60 | 21.45 | 1287 | -1287
0
10.18.11 | PSY 1.6 | 25 mm², 1-core Insulated Copper Earth Wire | m | 200 | 34.4 | 6880 | m | 167 | 34.4 | 5744.8 | 1135.2
0
10.18.12 | PSY 1.6 | 50 mm², 1-core Insulated Copper Earth Wire | m | 120 | 67.3 | 8076 | m | 0 | 67.3 | 0 | 8076
0
10.18.13 | PSY 1.6 | 95 mm², 1-core Insulated Copper Earth Wire | m | 300 | 129.3 | 38790 | m | 110 | 129.3 | 14223 | 24567
COMMISSIONING
10.19 |  | Supply and delivery of spares :-
10.19.1 | PSY 1.10 | Commissioning Spares | Sum | 1 | 8848 | 8848 | Sum | 1 | 8848 | 8848 | 0
0
10.19.2 | PSY 1.10 | Commissioning Assistance | hours | 120 | 587 | 70440 | hours | 120 | 587 | 70440 | 0
DOCUMENTATION
10.2 |  | Certificates, Manuals and QA
10.20.1 | PSY 1.10 | Certificate of Compliance | No. | 2 | 444.7 | 889.4 | No. | 2 | 444.7 | 889.4 | 0
0
10.20.2 | PSY 1.10 | QA documentation for all equipment supplied | Sum | 1 | 5250 | 5250 | Sum | 1 | 5250 | 5250 | 0
INSTALL, TEST AND COMMISSION (ELECTRICAL WORKS)
EQUIPMENT
10.21 |  | Installation Testing And Commissioning of the following equipment:-
10.21.2 | PSY 1.3 | New Emergency Overflow Dam Pump Station MCC | No. | 1 | 31884 | 31884 | No. | 1 | 31884 | 31884 | 0
0
10.21.3 | PSY 1.3 | New Scum Pump Station MCC | No. | 1 | 27894 | 27894 | No. | 1 | 27894 | 27894 | 0
0
10.21.4 | PSY 1.3 | Stop/Start Isolator Stations | No. | 13 | 1313 | 17069 | No. | 13 | 1313 | 17069 | 0
0
10.21.5 | PSY 1.3 | New 150A Moulded Case Circuit Breaker at the Bio Reactor MCC | No. | 1 | 4447 | 4447 | No. | 1 | 4447 | 4447 | 0
0
10.21.6 | PSY 1.3 | New 630A Moulded Case Circuit Breaker at the Balancing Tank Mini-Sub | No. | 1 | 4447 | 4447 | No. | 0 | 4447 | 0 | 4447
0
10.21.7 | PSY 1.3 | New 630A Moulded Case Circuit Breaker at the Balancing Tank Mini-Sub | No. | 1 | 4447 | 4447 | No. | 0 | 4447 | 0 | 4447
|  | New 400A Moulded Case Circuit Breaker at the Balancing Tank Mini-Sub | No. | 1 | 0 | 0 | No. | 1 | 4447 | 4447 | -4447
SUB-TOTAL CARRIED FORWARD
brought forward
EARTHING AND LIGHTING PROTECTION
10.22 |  | Installation Testing And Commissioning of the following equipment:-
10.22.1 | PSY 1.5 | Earthing and Lightning Protection Emergency Dam Pump Station | No. | 1 | 17923 | 17923 | No. | 1 | 17923 | 17923 | 0
0
10.22.2 | PSY 1.5 | Earthing and Lightning Protection Scum Pump Station | No. | 1 | 16385 | 16385 | No. | 1 | 16385 | 16385 | 0
0
10.22.3 | PSY 1.5 | Removal of g-block paving to allow for the entire Earthing and lightning protection installation | lot | 1 | 30975 | 30975 | lot | 1 | 30975 | 30975 | 0
SMALL POWER AND LIGHTING EQUIPMENT
10.23 |  | Installation Testing And Commissioning the following equipment:-
10.23.1 | PSY 1.7 | Emergency Overflow Dam Pump Station Small Power and Lighting DB | No. | 1 | 2625 | 2625 | No. | 1 | 2625 | 2625 | 0
0
10.23.2 | PSY 1.7 | New Scum Pump Station Small Power and Lighting DB | No. | 1 | 2625 | 2625 | No. | 0 | 2625 | 0 | 2625
0
10.23.3 | PSY 1.7 | 250 W MH Floodlight (IP65 ingress protection wide beam, hail proof, corrosion proof and vandal resistant) complete with mounting accessories | No. | 6 | 215 | 1290 | No. | 3 | 215 | 645 | 645
0
10.23.4 | PSY 1.7 | 150 W HPS Floodlight (IP65 ingress protection, wide beam, hail proof, corrosion proof and vandal resistant) complete with mounting accessories | No. | 6 | 163 | 978 | No. | 0 | 163 | 0 | 978
0
10.23.5 | PSY 1.7 | 150 W HPS Bulkhead (IP65 ingress protection, glass diffuser) complete with mounting accessories | No. | 6 | 111 | 666 | No. | 0 | 111 | 0 | 666
0
10.23.6 | PSY 1.7 | 2 x 58 W industrial corrosion resistant fluorescent (IP65 ingress protection) complete with mounting accessories | No. | 10 | 126 | 1260 | No. | 10 | 126 | 1260 | 0
0
10.23.7 | PSY 1.7 | 2 x 58 W industrial corrosion resistant fluorescent (IP65 ingress protection) with built in emergency back-up -1hour with 50% light output - complete with mounting accessories | No. | 2 | 236 | 472 | No. | 2 | 236 | 472 | 0
0
10.23.8 | PSY 1.7 | 2 x 18 W CFL Bulkhead with built in emergency back-up -1 hour with 30% light output - complete with mounting accessories | No. | 6 | 111 | 666 | No. | 0 | 111 | 0 | 666
0
10.23.9 | PSY 1.7 | Photocell (Rated for 16 A at 230 V) | No. | 2 | 192 | 384 | No. | 1 | 192 | 192 | 192
0
10.23.10 | PSY 1.7 | 16 A industrial type single socket outlet | No. | 2 | 119 | 238 | No. | 0 | 119 | 0 | 238
0
10.23.11 | PSY 1.7 | Photocell (Rated for 16 A at 230 V) | No. | 2 | 192 | 384 | No. | 0 | 192 | 0 | 384
0
10.23.12 | PSY 1.7 | 16 A industrial type switch socket outlet | No. | 2 | 119 | 238 | No. | 1 | 119 | 119 | 119
0
10.23.13 | PSY 1.7 | 16 A industrial type double switch socket outlet | No. | 2 | 160 | 320 | No. | 0 | 160 | 0 | 320
0
10.23.14 | PSY 1.7 | 63 A welding socket outlet, 5 pin round type, IP65 | No. | 2 | 625 | 1250 | No. | 1 | 625 | 625 | 625
0
10.23.15 | PSY 1.7 | 1-way industrial light switch | No. | 2 | 94 | 188 | No. | 1 | 94 | 94 | 94
0
10.23.16 | PSY 1.7 | 2-way industrial type light switch | No. | 2 | 94 | 188 | No. | 2 | 94 | 188 | 0
SUB-TOTAL CARRIED FORWARD
brought forward
INSTALL, TEST AND COMMISSION (ELECTRICAL WORKS)
SMALL POWER AND LIGHTING EQUIPMENT (CONTINUED)
10.24 |  | Installation Testing And Commissioning of the following equipment:-
10.24.1 | PSY 1.7 | 25 mm Bosal (Galvanised Steel) conduit (c/w with mounting saddles and mounting accessories) | m | 100 | 48 | 4800 | m | 50 | 48 | 2400 | 2400
CABLE TRENCHING
10.25 |  | Excavation (and supply and installation of materials) of the following cable trenches and road crossings:-
10.25.1 | PSY 1.8 | 500 wide, 1000 deep trench pickable soil (Including making good of surface afterwards) | m | 150 | 130.2 | 19530 | m | 0 | 130.2 | 0 | 19530
0
10.25.2 | PSY 1.8 | 200 wide, 500 deep trench pickable soil (Including making good of surface afterwards) | m | 50 | 27 | 1350 | m | 0 | 27 | 0 | 1350
0
10.25.6 |  | Allow a provisional sum for dealing with services (crossing of services and/or moving of services) | Prov. | Sum |  | 500000 | Prov. | 0 | 0 | 0 | 500000
0
10.25.7 |  | Allow a provisional sum for interfacing with existing electrical installations | Prov. | Sum |  | 500000 | Prov. | 1 | 100000 | 100000 | 400000
CABLE RACKING
10.26 |  | Installation of the following cable racks and accessories:-
10.26.1 | PSY 1.9 | 800 mm wide heavy duty cable rack (including all mounting accessories) | m | 20 | 163 | 3260 | m | 0 | 163 | 0 | 3260
0
10.26.2 | PSY 1.9 | 800 mm wide heavy duty T-Pieces (including all mounting accessories) | No. | 5 | 176 | 880 | No. | 0 | 176 | 0 | 880
0
10.26.3 | PSY 1.9 | 800 mm wide heavy duty 90o Bends (including all mounting accessories) | No. | 3 | 151 | 453 | No. | 0 | 151 | 0 | 453
0
10.26.4 | PSY 1.9 | 400 mm wide heavy duty cable rack (including all mounting accessories) | m | 40 | 119 | 4760 | m | 0 | 119 | 0 | 4760
0
10.26.5 | PSY 1.9 | 400 mm wide heavy duty T-Pieces (including all mounting accessories) | No. | 2 | 135 | 270 | No. | 0 | 135 | 0 | 270
0
10.26.6 | PSY 1.9 | 400 mm wide heavy duty 90o Bends (including all mounting accessories) | No. | 3 | 125 | 375 | No. | 0 | 125 | 0 | 375
0
10.26.7 | PSY 1.9 | 300 mm wide heavy duty cable rack (including all mounting accessories) | m | 50 | 111 | 5550 | m | 0 | 111 | 0 | 5550
0
10.26.8 | PSY 1.9 | 300 mm wide heavy duty T-Pieces (including all mounting accessories) | No. | 6 | 128 | 768 | No. | 0 | 128 | 0 | 768
0
10.26.9 | PSY 1.9 | 300 mm wide heavy duty 90o Bends (including all mounting accessories) | No. | 5 | 115 | 575 | No. | 0 | 115 | 0 | 575
0
10.26.10 | PSY 1.9 | 200 mm wide heavy duty cable rack (including all mounting accessories) | m | 150 | 104 | 15600 | m | 0 | 104 | 0 | 15600
0
10.26.11 | PSY 1.9 | 200 mm wide heavy duty T-Pieces (including all mounting accessories) | No. | 1 | 118 | 118 | No. | 0 | 118 | 0 | 118
0
10.26.12 | PSY 1.9 | 200 mm wide heavy duty 90o Bends (including all mounting accessories) | No. | 2 | 109 | 218 | No. | 0 | 109 | 0 | 218
SUB-TOTAL CARRIED FORWARD
brought forward
10.26.13 | PSY 1.9 | Cable rack covers | sum | 1 | 11833 | 11833 | sum | 1 | 11833 | 11833 | 0
INSTALL, TEST AND COMMISSION (ELECTRICAL WORKS)
CABLES (CONTINUED)
10.27 |  | Installation, Testing and Commissioning of the following electrical cables:-
10.27.1 | PSY 1.6 | 120 mm², 4-core PVC/SWA/PVC/PVC/Cu 600/1000V | m | 300 | 103.5 | 31050 | m | 0 | 103.5 | 0 | 31050
0
10.27.2 | PSY 1.6 | 95 mm², 4-core PVC/SWA/PVC/PVC/Cu 600/1000V | m | 140 | 96.1 | 13454 | m | 220 | 96.1 | 21142 | -7688
0
10.27.3 | PSY 1.6 | 50 mm², 4-core PVC/SWA/PVC/PVC/Cu 600/1000V | m | 200 | 70.3 | 14060 | m | 167 | 70.3 | 11740.1 | 2319.9
|  | 25 mm², 4-core PVC/SWA/PVC/PVC/Cu 600/1000V | m | 0 | 0 | 0 | m | 90 | 175.18 | 15766.2 | -15766.2
|  | 16 mm², 4-core PVC/SWA/PVC/PVC/Cu 600/1000V | m | 0 | 0 | 0 | m | 10 | 104.39 | 1043.9 | -1043.9
10.27.4 | PSY 1.6 | 10 mm², 4-core PVC/SWA/PVC/PVC/Cu 600/1000V | m | 60 | 29.5 | 1770 | m | 60 | 29.5 | 1770 | 0
0
10.27.5 | PSY 1.6 | 2.5 mm², 4-core PVC/SWA/PVC/PVC/Cu 600/1000V | m | 675 | 22.2 | 14985 | m | 675 | 22.2 | 14985 | 0
0
10.27.6 | PSY 1.6 | 2.5 mm², 3-core PVC/SWA/PVC/PVC/Cu 600/1000V | m | 600 | 18.8 | 11280 | m | 600 | 18.8 | 11280 | 0
0
10.27.7 | PSY 1.6 | 2.5 mm², 12-core PVC/SWA/PVC/PVC/Cu 600/1000V | m | 220 | 28.5 | 6270 | m | 220 | 28.5 | 6270 | 0
0
10.27.8 | PSY 1.6 | 2.5 mm², 19-core PVC/SWA/PVC/PVC/Cu 600/1000V | m | 465 | 32.5 | 15112.5 | m | 465 | 32.5 | 15112.5 | 0
0
10.27.9 | PSY 1.6 | 2.5 mm², 1-core Insulated Copper Earth Wire | m | 1185 | 7.6 | 9006 | m | 1185 | 7.6 | 9006 | 0
0
10.27.10 | PSY 1.6 | 6 mm², 1-core Insulated Copper Earth Wire | m | 60 | 11.9 | 714 | m | 60 | 11.9 | 714 | 0
|  | 10 mm², 1-core Insulated Copper Earth Wire | m |  | 0 | 0 | m | 20 | 23.6 | 472 | -472
|  | 16 mm², 1-core Insulated Copper Earth Wire | m |  | 0 | 0 | m | 60 | 16.09 | 965.4 | -965.4
0
10.27.11 | PSY 1.6 | 25 mm², 1-core Insulated Copper Earth Wire | m | 200 | 18.9 | 3780 | m | 200 | 18.9 | 3780 | 0
0
10.27.12 | PSY 1.6 | 50 mm², 1-core Insulated Copper Earth Wire | m | 120 | 21.3 | 2556 | m | 120 | 21.3 | 2556 | 0
0
10.27.13 | PSY 1.6 | 95 mm², 1-core Insulated Copper Earth Wire | m | 300 | 28.5 | 8550 | m | 300 | 28.5 | 8550 | 0
CABLES
10.28 |  | Termination of the following electrical cables:-
10.28.1 | PSY 1.6 | 120 mm², 4-core PVC/SWA/PVC/PVC/Cu 600/1000V | ends | 4 | 1092 | 4368 | ends | 0 | 1092 | 0 | 4368
0
10.28.2 | PSY 1.6 | 95 mm², 4-core PVC/SWA/PVC/PVC/Cu 600/1000V | ends | 16 | 1055 | 16880 | ends | 16 | 1055 | 16880 | 0
0
10.28.3 | PSY 1.6 | 50 mm², 4-core PVC/SWA/PVC/PVC/Cu 600/1000V | ends | 2 | 626 | 1252 | ends | 2 | 626 | 1252 | 0
|  | 25 mm², 4-core PVC/SWA/PVC/PVC/Cu 600/1000V | ends | 0 | 0 | 0 | m |  |  | 0 | 0
|  | 16 mm², 4-core PVC/SWA/PVC/PVC/Cu 600/1000V | ends | 0 | 0 | 0 | m |  |  | 0 | 0
0
10.28.4 | PSY 1.6 | 10 mm², 4-core PVC/SWA/PVC/PVC/Cu 600/1000V | ends | 4 | 342 | 1368 | ends | 4 | 342 | 1368 | 0
0
10.28.5 | PSY 1.6 | 2.5 mm², 4-core PVC/SWA/PVC/PVC/Cu 600/1000V | ends | 40 | 259 | 10360 | ends | 40 | 259 | 10360 | 0
0
10.28.6 | PSY 1.6 | 2.5 mm², 3-core PVC/SWA/PVC/PVC/Cu 600/1000V | ends | 14 | 256 | 3584 | ends | 14 | 256 | 3584 | 0
0
10.28.7 | PSY 1.6 | 2.5 mm², 12-core PVC/SWA/PVC/PVC/Cu 600/1000V | ends | 12 | 459 | 5508 | ends | 12 | 459 | 5508 | 0
0
10.28.8 | PSY 1.6 | 2.5 mm², 19-core PVC/SWA/PVC/PVC/Cu 600/1000V | ends | 12 | 610 | 7320 | ends | 12 | 610 | 7320 | 0
0
10.28.9 | PSY 1.6 | 2.5 mm², 1-core Insulated Copper Earth Wire | ends | 34 | 46 | 1564 | ends | 34 | 46 | 1564 | 0
0
10.28.10 | PSY 1.6 | 6 mm², 1-core Insulated Copper Earth Wire | ends | 4 | 55 | 220 | ends | 4 | 55 | 220 | 0
|  | 10 mm², 1-core Insulated Copper Earth Wire | ends |  | 0 | 0 | m |  |  | 0 | 0
|  | 16 mm², 1-core Insulated Copper Earth Wire | ends |  | 0 | 0 | m |  |  | 0 | 0
0
10.28.11 | PSY 1.6 | 25 mm², 1-core Insulated Copper Earth Wire | ends | 2 | 78 | 156 | ends | 2 | 78 | 156 | 0
0
10.28.12 | PSY 1.6 | 50 mm², 1-core Insulated Copper Earth Wire | ends | 8 | 92 | 736 | ends | 8 | 92 | 736 | 0
0
10.28.12 | PSY 1.6 | 95 mm², 1-core Insulated Copper Earth Wire | ends | 4 | 111 | 444 | ends | 2 | 111 | 222 | 222
[6 empty] | 5511217.4 |  |  |  | 2907178.87 | 2604038.53
TOTAL FOR SECTION 10 (Carried to Summary)
|  | ELECTRICAL | 1869245.47
|  | CONTROL AND INSTRUMENTATION | 1037933.4
|  | PRELIMINARY AND GENERAL | 280000
|  | VARIATION ORDERS | 147000
3334178.87
| No. | Variation Orders | Amount
| V01 | MOVE EXISTING F/M PANELS APPROX | 50000
| V02 | INTERLOCK PANEL | 60000
| V03 | STANDS | 10000
| V04 | PLC CARD | 0
| V05 | 37KW START STOP APPROX | 27000
| V06 | VFA Screens
| V07 | Scum Pump station Lights
V08
V09
V10
V11
V12
V13
V14
147000
Note on D629: Gcabashe, Dumile: Added in the BOQ above.

## 9 - LIME PLANT
SECTION 9 - LIME PLANT
SECTION NO | ITEM NO | PAYMENT CLAUSE | DESCRIPTION | UNIT | QTY | RATE | AMOUNT
9 | 1 |  | LIME PLANT
| A | SANS 1200C | SITE CLEARANCE
9 | 1.1 | 8.2.1 | Clear and grub | m2 | 327 |  | 0
9 | 1.2 |  | Break out part of existing Lime Silo plinths (±300x300x500mm) and dispose of material | No | 4 |  | 0
| B | SANS 1200 D | EARTHWORKS
|  | 8.3.3 | Restricted Excavation
|  | 8.3.3 a) | Excavate for new Lime Silo bunded area and use for backfill or dispose
9 | 1.3 |  | 0 to 2m deep | m³ | 105 |  | 0
Extra-over for
9 | 1.4 | 8.3.3 b) 1) | Intermediate excavation | m³ | 80 |  | 0
9 | 1.5 | 8.3.3 b) 2) | Hard rock excavation | m³ | 30 |  | 0
|  | 8.3.4 | Importing Materials
9 | 1.6 | 8.3.4 a) | Extra-over for importation of materials from commercial sources or from borrow pits | m³ | 2.5 |  | 0
| C | SANS 1200DM | ACCESS ROAD
9 | 1.7 |  | Demolish Exisiting Road | Sum | 1 |  | 0
SUBGRADE
|  | 8.3.3 | Treatment of road bed
|  | 8.3.3 a) | Road Bed Preperation and compaction of material to:
9 | 1.8 | 8.3.3 a) 2) | Rip and recompact in-situ material to 150mm depth, moisten and compact to minimum of 93% Mod. AASHTO density. | m³ | 70 |  | 0
| D | SANS 1200ME | SUBBASE
|  | 8.3.3 | Construct the subbase course/ shoulder with material from commercial sources or designated borrow pits
9 | 1.9 |  | G7 material compacted in 150mm layer to 93% of modified AASHTO maximum density | m³ | 70 |  | 0
|  | 8.3.4 | Importing Materials
9 | 1.1 | 8.3.4 a) | Extra-over for importation of materials from commercial sources or from borrow pits | m³ | 70 |  | 0
| E | SANS 1200MF | BASE
Construct base with material from commercial sources or designated borrow areas
9 | 1.11 | 8.3.3 a) | Construct 150mm layer of G5 base compacted to 93% of MOD AASHTO from commercial sources | m³ | 70 |  | 0
|  | 8.3.5 | Process base material by the following processes, as relevant, and use in the base:
9 | 1.12 | 8.3.5 d) | Stabilisation with 3% Normal Portland Cement | m³ | 70 |  | 0
|  | 8.3.8 | Stabilizing agent:
9 | 1.13 | 8.3.8 b) | Portland cement | t | 1 |  | 0
|  |  | SUB-TOTAL CARRIED FORWARD |  |  |  | 0
|  |  | brought forward |  |  |  | 0
| F | SANS 1200 MJ | PAVING
9 | 1.14 | 8.2.1 | 300 x 150mm Barrier Kerb (Straight) Fig 3 | m | 189.5 |  | 0
9 | 1.15 | 8.2.2 | Complete construction of paving using 80mm thick concrete blocks including 25mm river sand | m2 | 460 |  | 0
9 | 1.16 | 8.2.3 | Cutting units to fit edge restraints | m | 80 |  | 0
| G | SANS 1200 G | CONCRETE (STRUCTURAL)
|  | 8.2 | Formwork
|  | 8.2.2 | Smooth Formwork
Plane Vertical
9 | 1.17 |  | Internal and external faces of bund walls | m² | 181 |  | 0
9 | 1.18 |  | Plinths | m² | 30 |  | 0
9 | 1.19 |  | Sides of staircases | m2 | 5 |  | 0
9 | 1.2 |  | Vertical risers of stairs | m2 | 5 |  | 0
9 | 1.21 |  | Sides of Staircase platform | m² | 2 |  | 0
9 | 1.22 |  | Internal and external sump walls | m² | 5 |  | 0
Plane Horizontal
9 | 1.23 |  | Soffit of staircase platform | m² | 3 |  | 0
Plane Sloping
9 | 1.24 |  | Soffit of staircase | m² | 6 |  | 0
|  | 8.2.6 | Box out holes/form voids
|  | 8.2.6 (b) | Cubical of volume
Over and up to and including
9 | 1.25 |  | (i) 0 m³ - 0,01 m³ | No. | 4 |  | 0
Reinforcement
0.005625
|  | 8.3.1 | High Tensile steel bars
9 | 1.26 | 8.1.2.2 | 25 mm dia. - Basic price | t | 19.6 |  | 0
|  | 8.3.1 | Mild steel bars
9 | 1.27 | 8.1.2.2 | 25 mm dia. : basic price | t | 0.5 |  | 0
High Tensile Welded Mesh
9 | 1.28 |  | Ref 395 in 150mm thick slab | m² | 65 |  | 0
|  | 8.4 | CONCRETE
|  | 8.4.2 | Blinding Layer in Grade 15/20 concrete with 75mm thickness
9 | 1.29 |  | Underneath bunded area | m² | 70 |  | 0
|  | 8.4.3 | Strength Concrete 15/10
9 | 1.3 |  | Screed on top of floor | m² | 65 |  | 0
9 | 1.31 |  | Benching sump & floors | m3 | 5 |  | 0
|  | 8.4.3 | Strength Concrete 25/20
9 | 1.32 |  | Road Slab | m³ | 69 |  | 0
|  |  | SUB-TOTAL CARRIED FORWARD |  |  |  | 0
|  |  | brought forward |  |  |  | 0
Strength Concrete 35/20
9 | 1.33 |  | Bunded area floors | m³ | 30 |  | 0
9 | 1.34 |  | Bunded area walls | m³ | 20 |  | 0
9 | 1.35 |  | Bunded area stairs | m³ | 3 |  | 0
9 | 1.36 |  | Plinths | m³ | 3.2474 |  | 0
|  | 8.4.4 | Unformed surface finishes
Wood float finish for upper surfaces of:
9 | 1.37 |  | Road Slab | m² | 460 |  | 0
9 | 1.38 |  | Top of concrete slabs | m² | 70 |  | 0
9 | 1.39 |  | Platforms & Stairs | m² | 5.58 |  | 0
Steel float finish for upper surfaces of:
9 | 1.4 |  | Top of concrete walls | m² | 10 |  | 0
|  | SANS |  |  |  |  | 0
| H | 1200HA | STRUCTURAL STEELWORK (SUNDRY ITEMS)
PSHA
9 | 1.41 | 8.3.2(b) | Galvanised mild steel handrail assembly complete | m | 55 |  | 0
| I | PSVC | GRP PRODUCTS
9 | 1.42 | 8.1 | Supply and install GRP open grid flooring complete with frame and supports | m² | 1 |  | 0
| J |  | PROVISIONAL SUMS
9 | 1.43 |  | Provisional Sum for Demolision of existing constrete structures | Prov. Sum | 1 | 50000 | 50000
9 | 1.44 |  | Provisional Sum for Concrete Repairs and Epoxy Coating | Prov. Sum | 1 | 89025 | 89025
|  |  | TOTAL FOR SECTION 9 (Carried to Summary) |  |  |  | 139025

## 10 - MINOR STRUCTURES
SECTION 10 - MINOR STRUCTURES
SECTION NO | ITEM NO | PAYMENT CLAUSE | DESCRIPTION | UNIT | QTY | RATE | AMOUNT
10 | 1 |  | NEW BLOWER HOUSE
| A | SANS 1200C | SITE CLEARANCE
10 | 1.1 | 8.2.1 | Clear and grub | m2 | 80 |  | 0
| B | SANS 1200D | EARTHWORKS
|  | PSD 8.3.3 | Restricted Excavation
|  | 8.3.3 a) | Excavate for restricted foundations, footings and pipe trenches in all materials and use for backfill or embankment or dispose
10 | 1.2 |  | Foundations | m³ | 120 |  | 0
10 | 1.3 |  | Cable trench | m³ | 5 |  | 0
10 | 1.4 |  | Pipe trench | m³ | 10 |  | 0
|  | 8.3.3 (a) (ii) | Extra-over Items 10.1.2 to 10.1.4 for additional excavation required by the engineer after the excavations have been completed
10 | 1.5 |  | Intermediate material | m3 | 25 |  | 0
10 | 1.6 |  | Hard rock material | m3 | 15 |  | 0
| C | SANS 1200G | CONCRETE (STRUCTURAL)
|  | 8.2 | Formwork
|  | 8.2.2 | Smooth Formwork
Plane Vertical
10 | 1.7 |  | Sides of air receiver and compressor plinth | m2 | 5 |  | 0
10 | 1.8 |  | Internal sides of cable trench walls | m2 | 15 |  | 0
|  | 8.2.5 | Narrow width (up to 300mm wide)
10 | 1.9 |  | Edges of apron slab | m2 | 20 |  | 0
10 | 1.1 |  | Edges of floor slab | m2 | 10 |  | 0
10 | 1.11 |  | Sides of pipe trench floor | m² | 15 |  | 0
Reinforcement
|  | 8.3.1 | High Tensile steel bars
10 | 1.12 | 8.1.2.2 | 25 mm dia. - Basic price | t | 1.1 |  | 0
|  | 8.3.1 | Mild steel bars
10 | 1.13 | 8.1.2.2 | 25 mm dia. : basic price | t | 0.5 |  | 0
|  | 8.3.2 | High Tensile Welded Mesh
10 | 1.14 |  | Ref. 245 for apron slabs | m2 | 25 |  | 0
10 | 1.15 |  | Ref. 617 for floor slabs | m2 | 105 |  | 0
|  | 8.1.3 | CONCRETE
|  | 8.4.2 | Blinding Layer in Grade 15/20 concrete with 50 mm thickness
10 | 1.16 |  | Underneath floorslab | m2 | 40 |  | 0
Strength Concrete 25/20
10 | 1.17 |  | Strip footing (900 mm wide, 300 mm thick) | m3 | 10 |  | 0
10 | 1.18 |  | Apron Slabs | m3 | 10 |  | 0
|  |  | SUB-TOTAL CARRIED FORWARD |  |  |  | 0
|  |  | brought forward |  |  |  | 0
Strength Concrete 35/20
10 | 1.19 |  | Floor slab | m3 | 15 |  | 0
10 | 1.2 |  | Blower plinths | m3 | 2 |  | 0
10 | 1.21 |  | Air reciever and compressor plinth | m3 | 1 |  | 0
|  | 8.4.4 a) | Wood float finish for upper surfaces of:
10 | 1.22 |  | Top of floors and apron slabs | m2 | 30 |  | 0
10 | 1.23 |  | Top of plinths | m2 | 10 |  | 0
|  | PSG 8.7 | Grouting
|  | 8.7 ( c ) | Grouting in of equipment supplied and installed by the plant suppliers
10 | 1.24 | ( i ) | using non-shrink grout | m3 | 0.7 |  | 0
10 | 1.25 | ( ii ) | using dry-packed grout | m3 | 0.7 |  | 0
|  | PSG 8.5 | Joints
|  | 8.5.2 | Filled Joints
Joint filler consisting of closed cell expanded polyethylene with density not less than 120kg/m3 including bullnose finish to both sides of joint and tear off strip
10 | 1.26 |  | 20 mm wide between 80 mm concrete apron | m | 45 |  | 0
10 | 1.27 |  | 20 mm wide between concrete and brickwork | m | 55 |  | 0
|  | 8.5.3 | Sealed Joints
Joint sealer (20 x 15 mm) consisting of a two component polyether based polyurethane sealing compound on visible face of joint including primer and bond breaker
10 | 1.28 |  | 20 mm joints between concrete members | m | 45 |  | 0 | 0.005625
10 | 1.29 |  | 20 mm joint between brick and concrete | m | 55 |  | 0
BUILDING WORK
|  | SANS 1200PSLE | POLYETHYLENE SHEETING
10 | 1.3 | 8.2.18 | 250 micron polyethylene underneath floor slab including ANT poison to SANS 618 | m² | 40 |  | 0
|  | SANS 1200PSU | BRICKWORK
10 | 1.31 | 8.1 (b) | 230mm thick, both faces, face brick (external & internal walls) | m2 | 20 |  | 0
Air Bricks
10 | 1.32 |  | 170 mm x 170 mm Standard vermin proof air bricks | No. | 6 |  | 0
|  | 8.8 | Ironmongery
|  | 8.8.1 | Doors and Windows
|  |  | Removal of existing infrastructure | Sum | 1 |  | 0
Steel doors, frames and windows
10 | 1.33 | 8.8.1 (b) | Double shutter door with louvres and frame (2350 wide x 2513 mm high) | No. | 2 |  | 0
10 | 1.34 | 8.8.1 (b) | Industrial louvre (590 wide x 590 mm high) | No. | 10 |  | 0
10 | 1.35 | 8.8.1(d) | Windows SS34 with burglar proofing | No. | 7 |  | 0
|  |  | SUB-TOTAL CARRIED FORWARD |  |  |  | 0
|  |  | brought forward |  |  |  | 0
|  | 8.9 | Structural Timber
|  | 8.9 (h) | Roof trusses complete: Design, supply, erect and certify by supplier. To include all necessary plates, beams, joists, rafters, purlins, battens, brandering and bracing) | Sum | 1 |  | 0
|  | 8.12 | Roof Covering
10 | 1.36 | (c) | Concrete roof tiles to match existing buildings | m² | 125 |  | 0
10 | 1.37 |  | 225 mm x 10 mm F.C. facia boards | m | 50 |  | 0
10 | 1.38 |  | 225 mm x 10 mm F.C. barge boards | m | 50 |  | 0
|  | SANS 1200HB | CLADDING AND SHEETING
|  | 8.2.2 | Supply and install cladding and sheeting:
10 | 1.39 |  | Roof Sheeting(0.6 mm green chromadek) | m² | 215 |  | 0
|  | 8.13 | Gutters
10 | 1.4 | 8.13 a) | Gutters (size and type) | m | 48 |  | 0
10 | 1.41 | 8.13 b) | Rain water down pipes (size and type) | No. | 4 |  | 0
10 | 2 |  | EXISTING BLOWER HOUSE
| A |  | CLEARING AND REMOVAL OF STRUCTURES
10 | 2.1 |  | Demolish and removal of existing plinths and dispose of material | Sum | 1 |  | 0
| B | SANS 1200G | CONCRETE (STRUCTURAL)
|  | 8.2 | Formwork
|  | 8.2.2 | Smooth Formwork
Plane Vertical
10 | 2.2 |  | Sides of air receiver and compressor plinth | m2 | 5 |  | 0
Reinforcement
|  | 8.3.1 | High Tensile steel bars
10 | 2.3 | 8.1.2.2 | 25 mm dia. - Basic price | t | 0.5 |  | 0
|  | 8.3.1 | Mild steel bars
10 | 2.4 | 8.1.2.2 | 25 mm dia. : basic price | t | 0.1 |  | 0
|  | 8.1.3 | Concrete
Strength Concrete 35/20
10 | 2.5 |  | Blower plinths | m3 | 2 |  | 0
10 | 2.6 |  | Air reciever and compressor plinth | m3 | 1 |  | 0
|  | 8.4.4 a) | Wood float finish for upper surfaces of:
10 | 2.7 |  | Plinths | m2 | 10 |  | 0
|  | PSG 8.7 | Grouting
|  | 8.7 ( c ) | Grouting in of equipment supplied and installed by the plant suppliers
10 | 2.8 | ( i ) | using non-shrink grout | m3 | 0.7 |  | 0
10 | 2.9 | ( ii ) | using dry-packed grout | m3 | 0.7 |  | 0
|  |  | SUB-TOTAL CARRIED FORWARD |  |  |  | 0
|  |  | brought forward |  |  |  | 0
10 | 3 |  | NEW GUARD HOUSE (HOW)
| A | SANS 1200 D | EARTHWORKS
Restricted Excavation
|  | 8.3.3 | Excavate for foundations in all materials and use for backfill or embankment or dispose
10 | 3.1 |  | Strip Footings | m³ | 12 |  | 0
|  | PSD 8.3.3 (b) | Extra-over items for excavating in
10 | 3.2 |  | Intermediate material | m3 | 213 |  | 0
10 | 3.3 |  | Hard rock material | m3 | 213 |  | 0
10 | 3.4 |  | Extra over items 10.3.2 to 10.3.3 for additional excavations required by the Engineer after excavation has been completed | m³ | 90 |  | 0
| B | SANS 1200G | CONCRETE (STRUCTURAL)
|  | 8.2 | Formwork
|  | 8.2.2 | Smooth Formwork
Plane Vertical
10 | 3.5 |  | Edge of roof slab | m² | 7 |  | 0
Plane Horizontal
10 | 3.6 |  | Soffit of Roof slab | m2 | 18.4 |  | 0
|  | PSG 8.3 | Reinforcement
10 | 3.7 |  | High tensile steel bars | t | 0.21 |  | 0
10 | 3.8 |  | Mild steel bars | t | 0.063 |  | 0
High Tensile Welded Mesh
10 | 3.9 |  | Ref. 245 for floor slabs | m2 | 8 |  | 0
10 | 3.1 |  | Ref. 193 for apron slabs | m2 | 5 |  | 0
|  | 8.1.3 | Concrete
|  | 8.4.2 | Blinding Layer in Grade 15/20 concrete with 50mm thickness
10 | 3.11 |  | Underneath footing | m2 | 12 |  | 0
Strength Concrete 25MPa
10 | 3.12 |  | Strip footing (600 mm wide, 250 mm thick) | m3 | 10 |  | 0
10 | 3.13 |  | Floor slab | m3 | 10 |  | 0
10 | 3.14 |  | Apron Slabs (80mm thick) | m3 | 16 |  | 0
|  | 8.4.4 a) | Wood float finish for upper surfaces of:
10 | 3.15 |  | Top of floors and apron slabs | m2 | 25 |  | 0
|  | 8.5 | Joints
|  | 8.5.2 | Filled Joints
Joint filler consisting of closed cell expanded polyethylene with density not less than 120kg/m3 including bullnose finish to both sides of joint and tear off strip
10 | 3.16 |  | 10 mm wide between 100 mm concrete apron | m | 2 |  | 0
|  |  | SUB-TOTAL CARRIED FORWARD |  |  |  | 0
|  |  | brought forward |  |  |  | 0
10 | 3.17 |  | 20 mm wide between concrete and brickwork | m | 30 |  | 0
|  | 8.5.3 | Sealed Joints
Joint sealer (20 x 15 mm) consisting of a two component polyether based polyurethane sealing compound on visible face of joint including primer and bond breaker
10 | 3.18 |  | 10 mm joint between concrete apron | m | 29.43 |  | 0
10 | 3.19 |  | 20 mm joint between brick and concrete | m | 29.43 |  | 0
|  | PSU | Building Work
| C | SANS HA | STRUCTURAL STEELWORK - SUNDRY ITEMS
|  | 8.3.1 | Structural Steel
Doors and Windows
Steel doors, frames and windows
10 | 3.2 | PSU8.8.1(b) | 1000mm x 2000mm High Single Panel Steel Combination Door & Frame | No. | 1 |  | 0
10 | 3.21 | PSU 8.8.3 | 1000mm x 2000mm High Single Panel Steel Security Gate. | No. | 1 |  | 0
10 | 3.22 |  | 800mm x 2100mm High standard semi-solid door to be supplied with frame, cabin hook and a level 3 lock set complete with two keys. All fittings, door restraints and hinges solid brass | No. | 1 |  | 0
10 | 3.23 |  | 1020mm x 950mm Windows SSF43 with burglar proofing | No. | 3 |  | 0
10 | 3.24 |  | 410mm x 610mm - M fixed with trim. Including 12mm diameter MS burglar proofing on full face of window, glazed and painted to system A2. | No. | 1 |  | 0
10 | 3.25 | PSU 8.15(b) | Painting of doors and windows | No. | 2 |  | 0
10 | 3.26 | PSU 8.15(c) | Painting of windows | No. | 3 |  | 0
| D | PSLE | POLYETHYLENE SHEETING
10 | 3.27 | 8.2.18 | 250 micron polyethylene underneath strip footing and floor slab including ANT poison to SANS 618 | m² | 10 |  | 0
Brickwork
10 | 3.28 | PSU 8.1(b) | 230mm thick, both faces, face brick Exterior wall | m2 | 5 |  | 0
10 | 3.29 | PSU 8.1(c) | 115mm thick, face brick Interior Wall | m2 | 5 |  | 0
| E | SANS 1200AA | GENERAL - FIXTURES
10 | 3.3 | 8.3.3 | Installation of Wall Mounted Wahsbasin with Basin Taps | No. | 1 |  | 0
10 | 3.31 |  | Installation of Front Flush Toilet Suite | No. | 1 |  | 0
|  | 8.3.5 | EXISTING SERVICES
10 | 3.32 |  | Water supply to guard house | Sum | 1 |  | 0
| F | SANS 1200LD | SEWERS
|  | 8.2.1 | Supply, Lay, Joint and test uPVC Pipes
10 | 3.33 |  | 110mm Diameter | m | 600 |  | 0
10 | 3.34 |  | Installation of new sewer system from Guard House | Prov.Sum | 1 | 950000 | 950000
Building Pipes into Brickwork
|  | 8.4 | SUPPLYING AND BUILDING HDPE OR uPVC PIPES AS SPECIFIED INTO BRICKWORK (FOR CABLE SLEEVES OR PIPE SLEEVES)
10 | 3.35 |  | 50 mm dia. uPVC Tee piece | No. | 2 |  | 0
10 | 3.36 |  | 110 mm dia. uPVC Tee piece | No. | 2 |  | 0
|  |  | SUB-TOTAL CARRIED FORWARD |  |  |  | 950000
|  |  | brought forward |  |  |  | 950000
EXISTING GUARD HOUSE (MAIN ENTRANCE)
10 | 3.37 |  | Replacement of covers on security doors | Prov. Sum | 1 | 50000 | 50000
10 | 3.38 |  | Provisional Sum for Modifications to existing | Prov. Sum | 1 | 242067 | 242067
|  |  | TOTAL FOR SECTION 10 (Carried to Summary) |  |  |  | 1242067

## 11 - INTERCONNECTING PIPEWORK
SECTION 11 - INTERCONNECTING PIPEWORK
SECTION NO | ITEM NO | PAYMENT CLAUSE | DESCRIPTION | UNIT | QTY | RATE | AMOUNT
11 | 1 |  | WASH WATER PUMP STATION TO HOW
| A | SANS 1200DB | PIPE TRENCHES
|  | 8.3.2 a) | Excavate in all materials for trenches, backfill and compact, including disposal of surplus unsuitable material for pipes and cable ducts
Up to 300mm diameter for depths over and up to
11 | 1.1 |  | 0.0 m - 1.0 m | m | 170 |  | 0
11 | 1.2 |  | 1.0 m - 2.0 m | m | 208 |  | 0
|  | 8.3.2 (b) | Extra over items 11.1.1 to 11.1.2 for excavations
11 | 1.3 | 8.3.2 (I) | Intermediate material | m3 | 149 |  | 0
11 | 1.4 | 8.3.2 (ii) | Hard rock material | m3 | 104 |  | 0
Road Crossing
11 | 1.5 | 8.3.3.3 | Compaction in road reserve (provisional) | m³ | 10 |  | 0
11 | 1.6 | 8.3.6 | Reinstate road surface complete with all courses at pipe crossings | m² | 50 |  | 0
|  | 8.3.5 | Existing Services
|  | (a) | Services that Intersect a pipe trench
11 | 1.7 |  | Control cables (irrespective of diameter) | No. | 5 |  | 0
11 | 1.8 |  | Electrical cables (irrespective of diameter) | No. | 5 |  | 0
11 | 1.9 |  | Pipeline (irrespective of diameter) | No. | 5 |  | 0
|  | (b) | Services that adjoin a pipe trench
11 | 1.1 |  | Control cables (irrespective of diameter) | m | 150 |  | 0
11 | 1.11 |  | Electrical cables (irrespective of diameter) | m | 150 |  | 0
11 | 1.12 |  | Pipeline (irrespective of diameter) | m | 150 |  | 0
| B | SANS 1200LB | BEDDING
|  | 8.2.2.1 | Provision of bedding material from trench or other excavations within the freehaul distance
11 | 1.13 | (a) | Selected granular material | m3 | 170 |  | 0
11 | 1.14 | (b) | Selected fill blanket | m3 | 285 |  | 0
|  | 8.2.2.3 | Provision of bedding material by importation from commercial sources
11 | 1.15 | (a) | Selected granular material | m3 | 170 |  | 0
11 | 1.16 | (b) | Selected fill blanket | m3 | 285 |  | 0
| C | SANS 1200L | MEDIUM PRESSURE PIPELINES
|  | 8.2.1 | Supply, lay and bed pipes complete with coupling:
11 | 1.17 |  | 160 dia. uPVC pipeline on Class B bedding | m | 377 |  | 0
11 | 1.18 |  | Tie-into existing 160 PE100PN12.5 HDPE pipeline | Sum | 1 |  | 0
|  | PSL | PIPE SPECIALS
11 | 1.19 | 8.2.5 | Supplying, testing and installation of pipes, fittings and specials brought forward from the Pipe Schedule. | Prov. Sum | 1 | 500000 | 500000
11 | 1.2 |  | Provisional Sum for Modifications to existing pipework | Prov. Sum | 1 | 198467 | 198467
|  |  | SUB-TOTAL CARRIED FORWARD |  |  |  | 698467
|  |  | brought forward |  |  |  | 698467
11 | 2 |  | NEW WASH WATER FILTER STATION
| A | SANS 1200DB | SITE CLEARANCE
11 | 2.1 | 8.3.1 (a) | Clear vegetation and trees of girth up to 1m | m | 30 |  | 0
| B | SANS 1200DB | PIPE TRENCHES
|  | 8.3.2 a) | Excavate in all materials for trenches, backfill and compact, including disposal of surplus unsuitable material for pipes and cable ducts
Up to 300mm diameter for depths over and up to
11 | 2.2 |  | 0.0 m - 1.0 m | m | 5 |  | 0
11 | 2.3 |  | 1.0 m - 2.0 m | m | 5 |  | 0
11 | 2.4 |  | 2.0 m - 3.0 m | m | 15 |  | 0
|  | 8.3.2 (b) | Extra over item 11.2.2 to 11.2.4 for excavations
11 | 2.5 | 8.3.2 (I) | Intermediate material | m3 | 25 |  | 0
11 | 2.6 | 8.3.2 (ii) | Hard rock material | m3 | 15 |  | 0
| C | SANS 1200LB | BEDDING
|  | 8.2.2.1 | Provision of bedding material from trench or other excavations within the freehaul distance
11 | 2.7 | (a) | Selected granular material | m3 | 10 |  | 0
11 | 2.8 | (b) | Selected fill blanket | m3 | 15 |  | 0
|  | 8.2.2.3 | Provision of bedding material by importation from commercial sources
11 | 2.9 | (a) | Selected granular material | m3 | 10 |  | 0
11 | 2.1 | (b) | Selected fill blanket | m3 | 15 |  | 0
| C | SANS 1200L | MEDIUM PRESSURE PIPELINES
|  | 8.2.1 | Supply, lay and bed pipes complete with coupling:
11 | 2.11 |  | 200 dia. PE100PN10 HDPE pipeline on Class B bedding | m | 50 |  | 0
11 | 2.12 |  | 315 dia. class 12 uPVC pipeline on Class B bedding | m | 15 |  | 0
11 | 2.13 |  | Tie-into existing 315 uPVC pipeline | sum | 1 |  | 0
|  | PSL | PIPE SPECIALS
11 | 2.14 | 8.2.5 | Supplying, testing and installation of pipes, fittings and specials brought forward from the Pipe Schedule. | Prov. Sum | 1 | 175000 | 175000
|  |  | TOTAL FOR SECTION 11 (Carried to Summary) |  |  |  | 873467

## 12 - SECURITY UPGRADES
SECTION 12 - SECURITY UPGRADES
SECTION NO | ITEM NO | PAYMENT CLAUSE | DESCRIPTION | UNIT | QTY | RATE | AMOUNT
12 | 1 |  | MAIN GATE
CCTV Surveillance System
12 | 1.1 |  | Complete installation of surveillance systems(20 No. off Thermal Network Bullet Camera with 25mm lens. 384X288 Resolution; DeepinView, Smart Features, Advanced Fire Detection; Field of View: 14.88 x 11.19; H.264/MJPEG/MPEG4, H.264+; Support mirror image; Audio & Alarm I/O; SD card Slot; Poer: POE, 24VAC, 12VDC; IP66 PC, 42" FHD monitor, multiplexer. | Sum | 1 |  | 0
12 | 1.2 |  | 12 Way flush mounted DB, complete with all switchgear | Sum | 1 |  | 0
12 | 1.3 |  | Testing and commissioning of complete installation as specified in 12.1.1 | Sum | 1 |  | 0
12 | 1.4 |  | 64 - Channel Professional Embedded NVR. HDMI1 output at 4K & VGA1 output @ 2K resolution; HDMI2/VGA2 output resolution @108p; Incoming / Outgoing bandwidth: 320/256 Mbps; Hard disk: 8 SATA interfaces( with expansion bracket), 1 x Two-way audio input | No. | 1 |  | 0
12 | 1.5 |  | 10 TB 3.5" SATA Hard Drive | No. | 1 |  | 0
12 | 1.6 |  | Maintenance (12-month maintenance contract on all new & existing equipment specified in 12.1.1 and 12.1.2) | Sum | 1 |  | 0
12 | 1.7 |  | Provisional Sum for Modifications to existing, as well as additional security equipment that may be required | Prov. Sum | 1 | 2000000 | 2000000
Access Control
12 | 1.8 |  | Provision for the maintenance of existing automated boom gates | Prov. Sum | 1 | 25000 | 25000
Ramp - Existing Guard Hut
12 | 1.9 |  | Construct reinforced concrete ramp onto existing guard house for wheel chair access | Sum | 1 |  | 0
12 | 2 |  | HEAD OF WORKS
Guard Monitoring System
12 | 2.1 |  | Supply, delivery, installation, testing and commissioning of security guard control and monitoring system complete including all equipment and software subscriptions. | Sum | 1 |  | 0
Light Fittings
Supply and complete electrical installation on structures within Head of Works area
12 | 2.2 |  | Area lighting fitting | Prov. Sum | 1 | 20000 | 20000
CCTV Cameras
12 | 2.3 |  | Thermal Network Bullet Camera with 25mm lens. 384X288 Resolution; DeepinView, Smart Features, Advanced Fire Detection; Field of View: 14.88 x 11.19; H.264/MJPEG/MPEG4, H.264+; Support mirror image; Audio & Alarm I/O; SD card Slot; Poer: POE, 24VAC, 12VDC; IP66 | Sum | 1 |  | 0
New Access Control
12 | 2.4 |  | Supply, installation and testing of boom gate at access control | No. | 1 |  | 0
12 | 2.5 |  | Erection of reinforced concrete speed hump | Sum | 1 |  | 0
12 | 2.6 |  | Supply and install sliding gate at the Gate 2 (HoW) | Prov. Sum | 1 | 120000 | 120000
12 | 3 |  | BLOWER BUILDING
Light Fittings
Supply and complete electrical installation on Blower House building
12 | 3.1 |  | Area lighting fittings | Prov. Sum | 1 | 10000 | 10000
|  |  | SUB-TOTAL CARRIED FORWARD |  |  |  | 2175000
|  |  | brought forward |  |  |  | 2175000
Guard Monitoring System
12 | 3.2 |  | Supply, delivery, installation, testing and commissioning of security guard control and monitoring system complete including all equipment and software subscriptions. | Sum | 1 |  | 0
12 | 4 | PSVB | FENCING
|  | 8.7 | Supply and erection of concrete palisade fence
12 | 4.1 | 8.7(a) | Concrete Palisade fencing complete including 200 x 200 mm concrete ground beam below fence | Prov.Sum | 1 | 559380.67 | 559380.67
|  |  | TOTAL FOR SECTION 12 (Carried to Summary) |  |  |  | 2734380.67
the non-slip flooring in the belt press building

## 13 - Mech (HoW)
SECTION 13 - MECHANICAL EQUIPMENT: HEAD OF WORKS
SECTION NO | ITEM NO | PAYMENT CLAUSE | DESCRIPTION | UNIT | QTY | RATE | AMOUNT
13 |  | PSX1 | MECHANICAL EQUIPMENT: HEAD OF WORKS
PART A: CONDITIONAL ASSESSMENT OF EXISTING MECHANICAL EQUIPMENT
13 | 1 |  | Dismantle and remove (to Contractor's workshop off site), Inspect and Conduct conditional assessment of exisitng equipment
13 | 1.1 |  | Module 1 Coarse screens | No. | 2 |  | 0
13 | 1.2 |  | Module 1 Fine screens | No. | 4 |  | 0
13 | 1.3 |  | Module 2 Fine screens | No. | 4 |  | 0
13 | 1.4 |  | Sluice gates | No. | 29 |  | 0
13 | 2 |  | Storage of Mechanical Equipment while Engineer assesses the Contractor's conditional assessment report
Off site storage of equipment being assessed under Item 13.1
13 | 2.1 |  | Module 1 Coarse screens | Months | 1 |  | 0
13 | 2.2 |  | Module 1 Fine screens | Months | 1 |  | 0
13 | 2.3 |  | Module 2 Fine screens | Months | 1 |  | 0
13 | 2.4 |  | Sluice gates | Months | 1 |  | 0
13 | 3 |  | Refurbishment of existing equipment
13 | 3.1 |  | Module 1 Coarse screens | Prov. Sum | 1 | 100000 | 100000
13 | 3.2 |  | Module 1 Fine screens | Prov. Sum | 1 | 200000 | 200000
13 | 3.3 |  | Module 2 Fine screens | Prov. Sum | 1 | 200000 | 200000
13 | 3.4 |  | Sluice Gates | Prov. Sum | 1 | 100000 | 100000
13 | 3.5 |  | Provisional Sum for Modifications to Existing Equipment | Prov. Sum | 1 | 1000000 | 1000000
13 | 4 |  | Transport existing equipment from the Contractor's workshop back to site
13 | 4.1 |  | Module 1 Coarse screens | No. | 2 |  | 0
13 | 4.2 |  | Module 1 Fine screens | No. | 4 |  | 0
13 | 4.3 |  | Module 2 Fine screens | No. | 4 |  | 0
13 | 4.4 |  | Sluice Gates | No. | 29 |  | 0
13 | 5 |  | Deliver to client storage area of existing equipment not to be refurbished
13 | 5.1 |  | Module 1 Coarse screens | No. | 2 |  | 0
13 | 5.2 |  | Module 1 Fine screens | No. | 4 |  | 0
13 | 5.3 |  | Module 2 Fine screens | No. | 4 |  | 0
13 | 5.4 |  | Grit classifier - screw type | No. | 2 |  | 0
13 | 5.5 |  | Grit classifier - settler type | No. | 1 |  | 0
13 | 5.6 |  | Grit classifier - paddle type | No. | 2 |  | 0
13 | 5.7 |  | Macerator pumps and piping | No. | 2 |  | 0
13 | 5.8 |  | Screenings Compactor | No | 3 |  | 0
|  |  | SUB-TOTAL CARRIED FORWARD |  |  |  | 1600000
|  |  | brought forward |  |  |  | 1600000
PART B: SUPPLY, DELIVERY, INSTALLATION AND COMMISIONING OF MECHANICAL EQUIPMENT
Design, supply and delivery of the following equipment to Site including storage (where applicable), quality assurance and painting (where specified)
13 | 6 |  | Screenings equipment for Modules 1 & 2 in accordance with the specification
13 | 6.1 | PSX1.2 | Complete mechanically front raked coarse screen with 12mm aperture in accordance with the specification | No. | 2 |  | 0
13 | 6.2 | PSX1.2 | Complete mechanically front raked fine screens with 6mm aperture in accordance with the specification | No. | 4 |  | 0
13 | 6.3 | PSX1.2 | Complete mechanically front raked coarse screen with 12mm aperture in accordance with the specification | No. | 4 |  | 0
13 | 6.4 | PSX1.1 | Complete trash screen in accordance with the specification (Note: The Contractor shall provide a method statement that clearly indicates how the screen will be installed in the channel under full flow conditions) | No. | 1 |  | 0
13 | 7 | PSX1.2 | Screenings handling equipment for Module 1 & 2 in accordance with the specification
13 | 7.1 |  | Complete 20m screenings hydro-conveyor for the Mod 1 coarse screens including actuated swing gate valve in accordance with the specification | No | 1 |  | 0
13 | 7.2 |  | Complete 17.5m screenings hydro-conveyor for the Mod 1 fine screens including actuated swing gate valve in accordance with the specification | No | 2 |  | 0
13 | 7.3 |  | Complete washer compactor (including trough and chute) for the Mod 1 coarse screens in accordance with the specification | No. | 2 |  | 0
13 | 7.4 |  | Complete washer compactor (including trough and chute) for the Mod 2 coarse screens in accordance with the specification | No. | 2 |  | 0
13 | 7.5 |  | Complete washer compactor (including trough and chute) for the MOD 1 fine screens in accordance with the specification | No. | 2 |  | 0
13 | 7.6 |  | Swivel screw conveyor from the washer compactor to the three waste bins at the Mod 1 coarse screen area in accordance with the specification | No. | 1 |  | 0
13 | 7.7 |  | Swivel screw conveyor from the washer compactor to the three waste bins at the Mod 2 coarse screen area in accordance with the specification | No. | 1 |  | 0
13 | 7.8 |  | Swivel screw conveyor from the washer compactor to the three waste bins at the Mod 1 fine screen area in accordance with the specification | No. | 1 |  | 0
13 | 7.9 |  | Complete automated winch system to pull the waste bins at the Mod 1 coarse screens including rails, bin dolleys, SS cables, motors and drive units | Sum | 1 |  | 0
13 | 7.1 |  | Complete automated winch system to pull the waste bins at Mod 1 fine screens including rails, bin dolleys, SS cables, motors and drive units | Sum | 1 |  | 0
13 | 7.11 |  | Complete automated winch system to pull the waste bins at Mod 2 coarse screens including rails, bin dolleys, SS cables, motors and drive units | Sum | 1 |  | 0
13 | 8 | PSX1.3 | Grit handling equipment for Module 1 & 2 in accordance with the specification
13 | 8.1 |  | Eight (8) no. off air blowers for the vortex degritters complete with all pipework (including separation and dedicated lines to Module 1 Head of Works), valves and supports from the existing blower room to each of the four vortex degritter chambers | Sum | 1 |  | 0
13 | 8.2 |  | Eight (8) no. off air blowers for the vortex degritters complete with all pipework (including separation and dedicated lines to Module 2 Head of Works), valves and supports from the blower room to each of the four vortex degritter chambers | Sum | 1 |  | 0
|  |  | SUB-TOTAL CARRIED FORWARD |  |  |  | 1600000
|  |  | brought forward |  |  |  | 1600000
13 | 8.3 |  | Replace the Two (2) no. off air compressors in the existing Compressor Room with all pipework, valves and supports | Sum | 1 |  | 0
13 | 8.4 |  | Two (2) no. off air compressors and one (1) no. off air receiver complete with all pipework, valves and supports from the new blower room to connect to the existing pipework at the Module 2 Vortex Degritters | Sum | 1 |  | 0
13 | 8.5 |  | Two new washer classifiers and feed troughs with actuated swing gate valve at Module 1 including piping from each of the four vortex degritters | Sum | 1 |  | 0
13 | 8.6 |  | Two new washer classifiers and feed troughs with actuated swing gate valve at Module 2 including piping from each of the four vortex degritters | Sum | 1 |  | 0
13 | 8.7 |  | New swivel screw conveyor to skips at the Module 1 degritter area in accordance with the specification | No. | 1 |  | 0
13 | 8.8 |  | New swivel screw conveyor to skips at the Module 2 degritter area in accordance with the specification | No. | 1 |  | 0
13 | 8.9 |  | Complete automated winch system to pull the four no. waste bins at Module 1 grit handling including rails, bin dolleys, SS cables, motors and drive units | Sum | 1 |  | 0
13 | 8.1 |  | Complete automated winch system to pull the three no. waste bins at Module 2 grit handling including rails, bin dolleys, SS cables, motors and drive units | Sum | 1 |  | 0
13 | 8.11 |  | Complete wash water network including solenoid valves at each degritter at Module 1 | Sum | 1 |  | 0
13 | 8.12 |  | Complete wash water network including solenoid valves at each degritter at Module 2 | Sum | 1 |  | 0
13 | 9 | PSX1.8 | Macerator Pump Station
13 | 9.1 |  | New pumps complete in accordance with the specification | No. | 2 |  | 0
13 | 9.2 |  | New 304 Stainless Steel suction and delivery piping for the two Macerator pumps complete in accordance with the specification | Sum | 1 |  | 0
13 | 9.3 |  | New submersible floor drainage pump complete with 304 Stainless Steel delivery piping in accordance with the specification | Sum | 1 |  | 0
13 | 10 |  | Handling (including double handling if stored), erection, installation, painting (if applicable) and quality assurance of the following plant, including transportation and accommodation for personnel
13 | 10.1 |  | Plant supplied under Item 13.6.1 | No. | 2 |  | 0
13 | 10.2 |  | Plant supplied under Item 13.6.2 | No. | 4 |  | 0
13 | 10.3 |  | Plant supplied under Item 13.6.3 | No. | 4 |  | 0
13 | 10.4 |  | Plant supplied under Item 13.6.4 | Sum | 1 |  | 0
13 | 10.5 |  | Plant supplied under Item 13.7.1 | Sum | 1 |  | 0
13 | 10.6 |  | Plant supplied under Item 13.7.2 | Sum | 1 |  | 0
13 | 10.7 |  | Plant supplied under Item 13.7.3 | Sum | 1 |  | 0
13 | 10.8 |  | Plant supplied under Item 13.7.4 | Sum | 1 |  | 0
13 | 10.9 |  | Plant supplied under Item 13.7.5 | Sum | 1 |  | 0
13 | 10.1 |  | Plant supplied under Item 13.7.6 | Sum | 1 |  | 0
13 | 10.11 |  | Plant supplied under Item 13.7.7 | Sum | 1 |  | 0
13 | 10.12 |  | Plant supplied under Item 13.7.8 | Sum | 1 |  | 0
13 | 10.13 |  | Plant supplied under Item 13.7.9 | Sum | 1 |  | 0
13 | 10.14 |  | Plant supplied under Item 13.7.10 | Sum | 1 |  | 0
|  |  | SUB-TOTAL CARRIED FORWARD |  |  |  | 1600000
|  |  | brought forward |  |  |  | 1600000
13 | 10.15 |  | Plant supplied under Item 13.7.11 | Sum | 1 |  | 0
13 | 10.16 |  | Plant supplied under Item 13.8.1 | Sum | 1 |  | 0
13 | 10.17 |  | Plant supplied under Item 13.8.2 | Sum | 1 |  | 0
13 | 10.18 |  | Plant supplied under Item 13.8.3 | Sum | 1 |  | 0
13 | 10.19 |  | Plant supplied under Item 13.8.4 | Sum | 1 |  | 0
13 | 10.2 |  | Plant supplied under Item 13.8.5 | Sum | 1 |  | 0
13 | 10.21 |  | Plant supplied under Item 13.8.6 | Sum | 1 |  | 0
13 | 10.22 |  | Plant supplied under Item 13.8.7 | Sum | 1 |  | 0
13 | 10.23 |  | Plant supplied under Item 13.8.8 | Sum | 1 |  | 0
13 | 10.24 |  | Plant supplied under Item 13.8.9 | Sum | 1 |  | 0
13 | 10.25 |  | Plant supplied under Item 13.8.10 | Sum | 1 |  | 0
13 | 10.26 |  | Plant supplied under Item 13.8.11 | Sum | 1 |  | 0
13 | 10.27 |  | Plant supplied under Item 13.8.12 | Sum | 1 |  | 0
13 | 10.28 |  | Plant supplied under Item 13.9.1 to 13.9.3 | Sum | 1 |  | 0
13 | 10.29 |  | Refurbished plant under item 13.3.1 | No | 2 |  | 0
13 | 10.3 |  | Refurbished plant under item 13.3.2 | No | 4 |  | 0
13 | 10.31 |  | Refurbished plant under item 13.3.3 | No | 21 |  | 0
13 | 11 |  | Commissioning, testing and adjusting the following plant as a completely separate operation some time after completion of erection and installation, including transportation and accommodation for personnel
13 | 11.1 |  | Plant installed under Item 13.10.1 | Sum | 1 |  | 0
13 | 11.2 |  | Plant installed under Item 13.10.2 | Sum | 1 |  | 0
13 | 11.3 |  | Plant installed under Item 13.10.3 | Sum | 1 |  | 0
13 | 11.4 |  | Plant installed under Item 13.10.4 | Sum | 1 |  | 0
13 | 11.5 |  | Plant installed under Item 13.10.5 | Sum | 1 |  | 0
13 | 11.6 |  | Plant installed under Item 13.10.6 | Sum | 1 |  | 0
13 | 11.7 |  | Plant installed under Item 13.10.7 | Sum | 1 |  | 0
13 | 11.8 |  | Plant installed under Item 13.10.8 | Sum | 1 |  | 0
13 | 11.9 |  | Plant installed under Item 13.10.9 | Sum | 1 |  | 0
13 | 11.1 |  | Plant installed under Item 13.10.10 | Sum | 1 |  | 0
13 | 11.11 |  | Plant installed under Item 13.10.11 | Sum | 1 |  | 0
13 | 11.12 |  | Plant installed under Item 13.10.12 | Sum | 1 |  | 0
13 | 11.13 |  | Plant installed under Item 13.10.13 | Sum | 1 |  | 0
13 | 11.14 |  | Plant installed under Item 13.10.14 | Sum | 1 |  | 0
13 | 11.15 |  | Plant installed under Item 13.10.15 | Sum | 1 |  | 0
13 | 11.16 |  | Plant installed under Item 13.10.16 | Sum | 1 |  | 0
13 | 11.17 |  | Plant installed under Item 13.10.17 | Sum | 1 |  | 0
13 | 11.18 |  | Plant installed under Item 13.10.18 | Sum | 1 |  | 0
13 | 11.19 |  | Plant installed under Item 13.10.19 | Sum | 1 |  | 0
13 | 11.2 |  | Plant installed under Item 13.10.20 | Sum | 1 |  | 0
|  |  | SUB-TOTAL CARRIED FORWARD |  |  |  | 1600000
|  |  | brought forward |  |  |  | 1600000
13 | 11.21 |  | Plant installed under Item 13.10.21 | Sum | 1 |  | 0
13 | 11.22 |  | Plant installed under Item 13.10.22 | Sum | 1 |  | 0
13 | 11.23 |  | Plant installed under Item 13.10.23 | Sum | 1 |  | 0
13 | 11.24 |  | Plant installed under Item 13.10.24 | Sum | 1 |  | 0
13 | 11.25 |  | Plant installed under Item 13.10.25 | Sum | 1 |  | 0
13 | 11.26 |  | Plant installed under Item 13.10.26 | Sum | 1 |  | 0
13 | 11.27 |  | Plant installed under Item 13.10.27 | Sum | 1 |  | 0
13 | 11.28 |  | Allowance for spares for Mechanical, Electrical and C&I | Prov.Sum | 1 | 788502 | 788502
|  |  | TOTAL FOR SECTION 13 (Carried to Summary) |  |  |  | 2388502

## 14 - Mech (PST's)
SECTION 14 - MECHANICAL EQUIPMENT: PST's
SECTION NO | ITEM NO | PAYMENT CLAUSE | DESCRIPTION | UNIT | QTY | RATE | AMOUNT
14 |  | PSX1.4 & 1.5 | MECHANICAL EQUIPMENT: PST's & PRIMARY SLUDGE PUMPS
PART A: CONDITIONAL ASSESSMENT OF EXISTING MECHANICAL EQUIPMENT
14 | 1 |  | Remove (to Contractor's workshop off site), Inspect and Conduct conditional assessment of exisitng equipment
14 | 1.1 | PSX1.5 | Primary Sedimentation Tank Bridges, including scum and floor scraper mechanism, scum troughs and piping, weir and baffle plates at launder | No. | 5 |  | 0
14 | 1.2 | PSX1.5 | Sluice Gate at Division Box | No. | 5 |  | 0
14 | 1.3 | PSX1.5 | Primary Sludge Pumps and piping that required to be replaced | No. | 10 |  | 0
14 | 2 |  | Storage of Mechanical Equipment while Engineer assesses the Contractor's conditional assessment report
Off site storage of equipment being assessed under Item 14.1
14 | 2.1 |  | Primary Sedimentation Tank Bridges, including scum and floor scraper mechanism, scum troughs and piping | Months | 1 |  | 0
14 | 2.2 |  | Sluice Gate at Division Box | Months | 1 |  | 0
14 | 3 |  | Refurbishment of existing equipment
14 | 3.1 |  | Primary Sedimentation Tank Bridges, including sand blasting, Hot Dipped Galvanising and Epoxy Coating | No. | 5 |  | 0
14 | 3.2 |  | Knife Gate valves on scum discharge | No. | 5 |  | 0
14 | 3.3 |  | Sluice Gate at Division Box | No. | 5 |  | 0
14 | 3.4 |  | Provisional Sum for Modifications to Existing Equipment | Prov.Sum | 1 | 3525550 | 3525550
14 | 4 |  | Transport existing equipment from the Contractor's workshop back to site
14 | 4.1 |  | Primary Sedimentation Tank Bridges, including scum and floor scraper mechanism, scum troughs and piping & Scum Knife Gate Valve & Sluice Gate | No. | 5 |  | 0
14 | 5 |  | Deliver to client storage area of existing equipment not to be refurbished
14 | 5.1 |  | Primary Sedimentation Tank Bridges | No. | 5 |  | 0
14 | 5.2 |  | Primary Sedimentation Tank scum and sludge scraper mechanism | No. | 5 |  | 0
14 | 5.3 |  | Knife Gate Valve on Scum discharge | No. | 5 |  | 0
14 | 5.4 |  | Sluice Gate at Division Box | No. | 5 |  | 0
14 | 5.5 |  | Primary Sludge Pumps and piping that required to be replaced | No. | 10 |  | 0
PART B: SUPPLY, DELIVERY, INSTALLATION AND COMMISIONING OF MECHANICAL EQUIPMENT
Design, supply and delivery of the following equipment to Site including storage (where applicable), quality assurance and painting (where specified)
14 | 6 |  | Mechanical equipment for the Primary Sedimentation Tank Division Box in accordance with the specification
14 | 6.1 |  | Sluice Gate at Division Box | No. | 5 |  | 0
14 | 6.2 |  | Actuator for Sluice Gate | No. | 5 |  | 0
14 | 7 |  | Mechanical equipment for the Primary Sedimentation Tanks in accordance with the specification
14 | 7.1 |  | New Sludge full floor scraper mechanism with support and control system | No. | 5 |  | 0
14 | 7.2 |  | New scum trough, scum scraper and piping complete | No. | 5 |  | 0
14 | 7.3 |  | New Primary Sedimentation Tank maintenance platform added to bridges complete | No. | 5 |  | 0
|  |  | SUB-TOTAL CARRIED FORWARD |  |  |  | 3525550
|  |  | brought forward |  |  |  | 3525550
14 | 7.4 |  | New SS304 handrailing around Bridge and maintenance platform with SS304 kickplate and SS304 access ladder, walkway on Bridge with SS304 open steel flooring | No. | 5 |  | 0
14 | 7.5 |  | New SS304 Bridge | Prov.Sum | 1 | 1000000 | 1000000
14 | 8 |  | Mechanical equipment for the Primary Sludge Pump Stations in accordance with the specification
14 | 8.1 |  | New Primary Sludge Pump, including motor, couplings and base frame | Sum | 10 |  | 0
14 | 8.2 |  | New piping and valves required | Sum | 10 |  | 0
14 | 9 |  | Handling (including double handling if stored), erection, installation, painting (if applicable) and quality assurance of the following plant, including transportation and accommodation for personnel
14 | 9.1 |  | Plant supplied under Item 14.6.1 | No. | 5 |  | 0
14 | 9.2 |  | Plant supplied under Item 14.6.2 | No | 5 |  | 0
14 | 9.3 |  | Plant supplied under Item 14.7.1 | No | 5 |  | 0
14 | 9.4 |  | Plant supplied under Item 14.7.2 | No | 5 |  | 0
14 | 19.5 |  | Plant supplied under Item 14.7.3 | No | 5 |  | 0
14 | 9.6 |  | Plant supplied under Item 14.7.4 | No | 5 |  | 0
14 | 9.7 |  | Plant supplied under Item 14.7.5 | No | 5 |  | 0
14 | 9.8 |  | Plant supplied under Item 14.8.1 | No | 10 |  | 0
14 | 9.9 |  | Plant supplied under Item 14.8.2 | No | 10 |  | 0
14 | 9.1 |  | Refurbished Plant under Item 14.3.1 | No | 5 |  | 0
14 | 9.11 |  | Refurbished Plant under Item 14.3.2 | No | 5 |  | 0
14 | 9.12 |  | Refurbished Plant under Item 14.3.3 | No | 5 |  | 0
14 | 10 |  | Commissioning, testing and adjusting the following plant as a completely separate operation some time after completion of erection and installation, including transportation and accommodation for personnel
14 | 10.1 |  | Plant installed under Item 14.9.1 & 14.9.2 | No. | 5 |  | 0
14 | 10.2 |  | Plant installed under Item 14.9.3 to 14.9.6 | No | 5 |  | 0
14 | 10.3 |  | Plant installed under Item 14.9.7 | No | 5 |  | 0
14 | 10.4 |  | Plant installed under Item 14.9.8 & 14.9.9 | No | 10 |  | 0
14 | 10.5 |  | Plant installed under Item 14.9.10 | No | 5 |  | 0
14 | 10.6 |  | Plant installed under Item 14.9.11 | No | 5 |  | 0
14 | 10.7 |  | Plant installed under Item 14.9.12 | No | 5 |  | 0
|  |  | TOTAL FOR SECTION 14 (Carried to Summary) |  |  |  | 4525550

## 15 - Mech (Fermenters)
SECTION 15 - MECHANICAL EQUIPMENT: PST's
SECTION NO | ITEM NO | PAYMENT CLAUSE | DESCRIPTION | UNIT | QTY | RATE | AMOUNT
15 |  | PSX1.4 & 1.5 | MECHANICAL EQUIPMENT: Fermenters
PART A: CONDITIONAL ASSESSMENT OF EXISTING MECHANICAL EQUIPMENT
15 | 1 |  | Remove (to Contractor's workshop off site), Inspect and Conduct conditional assessment of exisitng equipment
15 | 1.1 | PSX1.5 | Fermenter Bridges, including scum and floor scraper mechanism, scum troughs and piping, weir and baffle plates at launder | No. | 2 |  | 0
15 | 1.2 |  | Fermented Sludge Pump | No. | 3 |  | 0
15 | 2 |  | Storage of Mechanical Equipment while Engineer assesses the Contractor's conditional assessment report
Off site storage of equipment being assessed under Item 15.1
15 | 2.1 |  | Fermenter Bridges, including scum and floor scraper mechanism, scum troughs and piping | Months | 1 |  | 0
15 | 2.2 |  | Fermented Sludge Pump | Months | 1 |  | 0
15 | 3 |  | Refurbishment of existing equipment
15 | 3.1 |  | Fermenter Bridges, including sand blasting, Hot Dipped Galvanising and Epoxy Coating | Prov.Sum | 1 | 100000 | 100000
15 | 3.2 |  | Knife Gate valves on scum discharge | No. | 2 |  | 0
15 | 3.3 |  | Fermented Sludge Pump | No. | 3 |  | 0
15 | 3.4 |  | Provisional Sum for Modifications to existing | Prov.Sum | 1 | 1250000 | 1250000
15 | 4 |  | Transport existing equipment from the Contractor's workshop back to site
15 | 4.1 |  | Fermenter Bridges, including scum and floor scraper mechanism, scum troughs and piping & Scum Knife Gate Valve | No. | 2 |  | 0
15 | 4.2 |  | Fermented Sludge Pump | No. | 3 |  | 0
15 | 5 |  | Deliver to client storage area of existing equipment not to be refurbished
15 | 5.1 |  | Fermenter Bridges | No. | 2 |  | 0
15 | 5.2 |  | Fermenter scum and sludge scraper mechanism | No. | 2 |  | 0
15 | 5.3 |  | Knife Gate Valve on Scum discharge | No. | 2 |  | 0
15 | 5.4 |  | Sluice Gate at Division Box | No. | 2 |  | 0
15 | 5.5 |  | Fermented Sludge Pump | No. | 3 |  | 0
PART B: SUPPLY, DELIVERY, INSTALLATION AND COMMISIONING OF MECHANICAL EQUIPMENT
Design, supply and delivery of the following equipment to Site including storage (where applicable), quality assurance and painting (where specified)
15 | 6 |  | Mechanical equipment for the Fermented Sludge Pump Station in accordance with the specification
15 | 6.1 |  | Fermented Sludge Pump | No. | 1 |  | 0
15 | 7 |  | Mechanical equipment for the Fermenters in accordance with the specification
15 | 7.1 |  | New Sludge full floor scraper mechanism with support and control system in SS304 | No. | 2 |  | 0
15 | 7.2 |  | New scum trough, scum scraper and piping complete in SS304 | No. | 2 |  | 0
15 | 7.3 |  | New Fermenter maintenance platform added to bridges complete in SS304 | No. | 2 |  | 0
15 | 7.4 |  | New SS304 handrailing around Bridge and maintenance platform with SS304 kickplate and SS304 access ladder, walkway on Bridge with SS304 open steel flooring | No. | 2 |  | 0
|  |  | SUB-TOTAL CARRIED FORWARD |  |  |  | 1350000
|  |  | brought forward |  |  |  | 1350000
15 | 7.5 |  | New SS304 Bridge | No. | 2 |  | 0
15 | 8 |  | Handling (including double handling if stored), erection, installation, painting (if applicable) and quality assurance of the following plant, including transportation and accommodation for personnel
15 | 8.1 |  | Plant supplied under Item 15.6.1 | No. | 2 |  | 0
15 | 8.3 |  | Plant supplied under Item 15.7.1 | No | 2 |  | 0
15 | 8.4 |  | Plant supplied under Item 15.7.2 | No | 2 |  | 0
15 | 8.5 |  | Plant supplied under Item 15.7.3 | No | 2 |  | 0
15 | 8.6 |  | Plant supplied under Item 15.7.4 | No | 2 |  | 0
15 | 8.7 |  | Plant supplied under Item 15.7.5 | No | 2 |  | 0
15 | 8.8 |  | Refurbished Plant under Item 15.3.1 | No | 2 |  | 0
15 | 8.9 |  | Refurbished Plant under Item 15.3.2 | No | 2 |  | 0
15 | 8.1 |  | Refurbished Plant under Item 15.3.3 | No | 3 |  | 0
15 | 9 |  | Commissioning, testing and adjusting the following plant as a completely separate operation some time after completion of erection and installation, including transportation and accommodation for personnel
15 | 9.1 |  | Plant installed under Item 15.8.1 & 15.8.2 | No. | 2 |  | 0
15 | 9.3 |  | Plant installed under Item 15.8.3 to 15.8.6 | No | 2 |  | 0
15 | 9.4 |  | Plant installed under Item 15.8.7 | No | 2 |  | 0
15 | 9.5 |  | Plant installed under Item 15.8.8 | No | 2 |  | 0
15 | 9.6 |  | Plant installed under Item 15.8.9 | No | 2 |  | 0
15 | 9.7 |  | Plant installed under Item 15.8.10 | No | 3 |  | 0
|  |  | TOTAL FOR SECTION 12 (Carried to Summary) |  |  |  | 1350000

## 16 - Mech (Sec.Treatm.)
SECTION 16 - MECHANICAL EQUIPMENT: SECONDARY TREATMENT
SECTION NO | ITEM NO | PAYMENT CLAUSE | DESCRIPTION | UNIT | QTY | RATE | AMOUNT
16 |  | PSX1.4 & 1.5 | MECHANICAL EQUIPMENT: SECONDARY TREATMENT
PART A: CONDITIONAL ASSESSMENT OF EXISTING MECHANICAL EQUIPMENT
16 | 1 |  | Remove (to Contractor's workshop off site), Inspect and Conduct conditional assessment of exisitng equipment
16 | 1.1 | PSX1.4 | Biological reactor mixers, including motors, gear boxes, shafts and impellors | No. | 16 |  | 0
16 | 1.2 | PSX1.5 | Clarifier Bridges, including scum and floor scraper mechanism, scum troughs and piping | No. | 12 |  | 0
16 | 2 |  | Storage of Mechanical Equipment while Engineer assesses the Contractor's conditional assessment report
Off site storage of equipment being assessed under Item 16.1
16 | 2.1 |  | Biological reactor mixers, including motors, gear boxes, shafts and impellors | Months | 1 |  | 0
16 | 2.2 |  | Clarifier Bridges, including scum and floor scraper mechanism, scum troughs and piping | Months | 1 |  | 0
16 | 3 |  | Refurbishment of existing equipment
16 | 3.1 |  | Biological reactor mixer gear boxes | No. | 16 |  | 0
16 | 3.2 |  | Clarifier Bridges, including sand blasting, Hot Dipped Galvanising and Epoxy Coating | No. | 12 |  | 0
16 | 3.3 |  | Knife Gate valves on scum discharge | No. | 24 |  | 0
16 | 3.4 |  | Provisional Sum for Modifications to existing | Prov. Sum | 1 | 1250000 | 1250000
16 | 4 |  | Transport existing equipment from the Contractor's workshop back to site
16 | 4.1 |  | Biological reactor mixers, including motors, gear boxes, shafts and impellors | No. | 16 |  | 0
16 | 4.2 |  | Clarifier Bridges, including scum and floor scraper mechanism, scum troughs and piping | No. | 12 |  | 0
16 | 5 |  | Deliver to client storage area of existing equipment not to be refurbished
16 | 5.1 |  | Biological reactor mixers | No. | 16 |  | 0
16 | 5.2 |  | Clarifier Bridges | No. | 12 |  | 0
16 | 5.3 |  | Clarifier scum and sludge scraper mechanism | No. | 12 |  | 0
PART B: SUPPLY, DELIVERY, INSTALLATION AND COMMISIONING OF MECHANICAL EQUIPMENT
Design, supply and delivery of the following equipment to Site including storage (where applicable), quality assurance and painting (where specified)
16 | 6 |  | Mechanical equipment for the Biological Reactors in accordance with the specification
16 | 6.1 |  | Vertical shaft mounted mixers complete with motor, gearbox, base plate, coupling and holding down bolts | No. | 16 |  | 0
16 | 6.2 |  | Replace bottom bearings of screw pumps at four existing screw pump stations with sealed bearings | No. | 12 |  | 0
16 | 7 |  | Mechanical equipment for the Clarifiers in accordance with the specification
16 | 7.1 |  | New floor scraper mechanism hanging from the bridge complete | No. | 12 |  | 0
16 | 7.2 |  | New inner and outer scum troughs, scum scrapers and piping complete | No. | 12 |  | 0
16 | 7.3 |  | New clarifier maintenance platform added to bridges complete | No. | 12 |  | 0
|  |  | SUB-TOTAL CARRIED FORWARD |  |  |  | 1250000
|  |  | brought forward |  |  |  | 1250000
16 | 8 |  | Handling (including double handling if stored), erection, installation, painting (if applicable) and quality assurance of the following plant, including transportation and accommodation for personnel
16 | 8.1 |  | Plant supplied under Item 16.6.1 | No. | 16 |  | 0
16 | 8.2 |  | Plant supplied under Item 16.6.2 | No | 12 |  | 0
16 | 8.3 |  | Plant supplied under Item 16.7.1 | No | 12 |  | 0
16 | 8.4 |  | Plant supplied under Item 16.7.2 | No | 12 |  | 0
16 | 8.5 |  | Plant supplied under Item 16.7.3 | No | 12 |  | 0
16 | 8.6 |  | Refurbished Plant under Item 16.3.1 | No | 16 |  | 0
16 | 8.7 |  | Refurbished Plant under Item 16.3.2 | No | 12 |  | 0
16 | 9 |  | Commissioning, testing and adjusting the following plant as a completely separate operation some time after completion of erection and installation, including transportation and accommodation for personnel
16 | 9.1 |  | Plant installed under Item 16.8.1 | No. | 16 |  | 0
16 | 9.2 |  | Plant installed under Item 16.8.2 | No | 12 |  | 0
16 | 9.3 |  | Plant installed under Item 16.8.3 to 16.8.5 | No | 12 |  | 0
16 | 9.4 |  | Plant installed under Item 16.8.6 | No | 16 |  | 0
16 | 9.5 |  | Plant installed under Item 16.8.7 | No | 12 |  | 0
|  |  | TOTAL FOR SECTION 16 (Carried to Summary) |  |  |  | 1250000

## 17 - Mech (Washwater)
SECTION 17 - MECHANICAL EQUIPMENT: WASHWATER
SECTION NO | ITEM NO | PAYMENT CLAUSE | DESCRIPTION | UNIT | QTY | RATE | AMOUNT
17 |  |  | MECHANICAL EQUIPMENT: WASHWATER
17 | 1 | PSX1.6.1 | MECHANICAL EQUIPMENT: EXISTING WASH WATER SYSTEM
PART A: REMOVAL OF EXISTING MECHANICAL EQUIPMENT
Dismantle and remove of exisitng equipment and deliver to client storage
17 | 1.1 |  | Existing two sand filter booster pumps and pipework | Sum | 1 |  | 0
17 | 1.2 |  | Existing four sand filters and pipework | Sum | 1 |  | 0
17 | 1.3 |  | Existing three wash water pumps and pipework | Sum | 1 |  | 0
17 | 1.4 |  | Existing filtered water tank outside the building | Sum | 1 |  | 0
17 | 1.5 |  | Existing sump pump inside the dry well in the building | Sum | 1 |  | 0
PART B: SUPPLY, DELIVER, INSTALLATION AND COMMISSIONING
Design, supply and delivery of the following equipment to site including storage (where applicable), quality assurance and painting (where specified)
Mechanical equipment for the wash water system in accordance with the specification
17 | 1.6 |  | New sand filter booster pumps complete in accordance with the specification | No. | 2 |  | 0
17 | 1.7 |  | Suction and discharge pipework, valves, fittings and pipe supports for sand filter booster pumps | Sum | 1 |  | 0
17 | 1.8 |  | New sand filters complete, including piping and valves in accordance with the specification | No. | 4 |  | 0
17 | 1.9 |  | New blowers for sand filters complete, including piping and valves in accordance with the specification | No. | 2 |  | 0
17 | 1.1 |  | Replace the existing filtered water storage tank at the wash water pump station complete in accordance with SANS 10329:2004 with a tank with capacity of 125,000L | No. | 1 |  | 0
17 | 1.11 |  | New wash water supply pumps complete in accordance with the specification | No. | 3 |  | 0
17 | 1.12 |  | Suction and discharge pipework, valves, fittings and pipe supports for wash water supply pumps to HoW | Sum | 1 |  | 0
17 | 1.13 |  | New submersible pump to replace the existing sump pump inside wash water pump station | No. | 1 |  | 0
17 | 1.14 |  | 240,000L cold pressed galvanised steel tank at the Head of Works complete including Inlet, Overflow and Outlet pipework in accordance with the specification | Sum | 1 |  | 0
17 | 1.15 |  | Two wash water booster pumps for Head of Works Module 1 including pressure vessel complete in accordance with the specification | Sum | 1 |  | 0
17 | 1.16 |  | Suction and discharge pipework, valves, fittings and pipe supports for wash water booster pumps (Item 17.1.12) | Sum | 1 |  | 0
17 | 1.17 |  | Two wash water booster pumps for Head of Works Module 2 including pressure vessel complete in accordance with the specification | Sum | 1 |  | 0
17 | 1.18 |  | Suction and discharge pipework, valves, fittings and pipe supports for wash water booster pumps (Item 17.1.14) | Sum | 1 |  | 0
Handling (including double handling if stored), erection, installation, painting (if applicable) and quality assurance of the following plant, including transportation and accommodation for personnel
17 | 1.19 |  | Plant supplied under Item 17.1.6 and 17.1.7 | Sum | 1 |  | 0
17 | 1.2 |  | Plant supplied under Item 17.1.8 | Sum | 1 |  | 0
17 | 1.21 |  | Plant supplied under Item 17.1.9 | Sum | 1 |  | 0
|  |  | SUB-TOTAL CARRIED FORWARD |  |  |  | 0
|  |  | brought forward |  |  |  | 0
17 | 1.22 |  | Plant supplied under Item 17.1.10 | Sum | 1 |  | 0
17 | 1.23 |  | Plant supplied under Item 17.1.11 and 17.1.12 | Sum | 1 |  | 0
17 | 1.24 |  | Plant supplied under Item 17.1.13 | Sum | 1 |  | 0
17 | 1.25 |  | Plant supplied under Item 17.1.14 | Sum | 1 |  | 0
17 | 1.26 |  | Plant supplied under Item 17.1.15 and 17.1.16 | Sum | 1 |  | 0
17 | 1.27 |  | Plant supplied under Item 17.1.17 and 17.1.18 | Sum | 1 |  | 0
Commissioning, testing and adjusting the following plant as a completely separate operation some time after completion of erection and installation, including transportation and accommodation for personnel
17 | 1.28 |  | Plant installed under Item 17.1.19 to 17.1.21 | Sum | 1 |  | 0
17 | 1.29 |  | Plant installed under Item 17.1.22 | Sum | 1 |  | 0
17 | 1.3 |  | Plant installed under Item 17.1.23 | Sum | 1 |  | 0
17 | 1.31 |  | Plant installed under Item 17.1.24 | Sum | 1 |  | 0
17 | 1.32 |  | Plant installed under Item 17.1.25 | Sum | 1 |  | 0
17 | 1.33 |  | Plant installed under Item 17.1.26 | Sum | 1 |  | 0
17 | 1.34 |  | Plant installed under Item 17.1.27 | Sum | 1 |  | 0
17 | 1.35 |  | Provisional Sum for Modifications to existing infrastructure | Prov. Sum | 1 | 500000 | 500000
17 | 2 | PSX1.6.2 | MECHANICAL EQUIPMENT: NEW WASH WATER BUILDING
PART A: SUPPLY, DELIVER, INSTALLATION AND COMMISSIONING
Design, supply and delivery of the following equipment to site including storage (where applicable), quality assurance and painting (where specified)
Mechanical equipment for the wash water system in accordance with the specification
17 | 2.1 |  | Sand filter booster pumps complete in accordance with the specification | No. | 2 |  | 0
17 | 2.2 |  | Suction and discharge pipework, valves, fittings and pipe supports for sand filter booster pumps | Sum | 1 |  | 0
17 | 2.3 |  | Sand filters complete, including piping and valves in accordance with the specification | No. | 4 |  | 0
17 | 2.4 |  | Blowers for sand filters complete, including piping and valves in accordance with the specification | No. | 2 |  | 0
17 | 2.5 |  | Dewatering Building Wash Water Supply Pumps | No. | 2 |  | 0
Handling (including double handling if stored), erection, installation, painting (if applicable) and quality assurance of the following plant, including transportation and accommodation for personnel
17 | 2.6 |  | Plant supplied under Item 17.2.1 and 17.2.2 | Sum | 1 |  | 0
17 | 2.7 |  | Plant supplied under Item 17.2.3 | Sum | 1 |  | 0
17 | 2.8 |  | Plant supplied under Item 17.2.4 | Sum | 1 |  | 0
17 | 2.9 |  | Plant supplied under Item 17.2.5 | Sum | 1 |  | 0
|  |  | SUB-TOTAL CARRIED FORWARD |  |  |  | 500000
|  |  | brought forward |  |  |  | 500000
Commissioning, testing and adjusting the following plant as a completely separate operation some time after completion of erection and installation, including transportation and accommodation for personnel
17 | 2.1 |  | Plant installed under Item 17.2.6 to 17.2.8 | Sum | 1 |  | 0
17 | 2.11 |  | Plant installed under Item 17.2.9 | Sum | 1 |  | 0
|  |  | TOTAL FOR SECTION 17 (Carried to Summary) |  |  |  | 500000

## 18 - Mech (Lime Plant)
SECTION 18 - MECHANICAL EQUIPMENT - LIME PLANT
SECTION NO | ITEM NO | PAYMENT CLAUSE | DESCRIPTION | UNIT | QTY | RATE | AMOUNT
18 |  | PSX1.7 | MECHANICAL EQUIPMENT: LIME PLANT
PART A: CONDITIONAL ASSESSMENT OF EXISTING MECHANICAL EQUIPMENT
18 | 1 |  | Remove (to Contractor's workshop off site), Inspect and Conduct conditional assessment of exisitng equipment
18 | 1.1 |  | Lime Rotary Vane Feeders | No. | 2 |  | 0
18 | 1.2 |  | Lime Silo Isolation valves | No. | 2 |  | 0
18 | 1.3 |  | Mixers at Lime Reactor | No. | 7 |  | 0
18 | 1.4 |  | Lime Clarifier Bridge, Scum and Floor Scrapers | No. | 4 |  | 0
18 | 2 |  | Storage of Mechanical Equipment while Engineer assesses the Contractor's conditional assessment report
Off site storage of equipment being assessed under Item 18.1
18 | 2.1 |  | Lime Rotary Vane Feeders | Months | 1 |  | 0
18 | 2.2 |  | Lime Silo Isolation valves | Months | 1 |  | 0
18 | 2.3 |  | Mixers at Lime Reactor | Months | 1 |  | 0
18 | 2.4 |  | Lime Clarifier Bridge, Scum and Floor Scrapers | Months | 1 |  | 0
18 | 3 |  | Refurbishment of existing equipment
18 | 3.1 |  | Lime Rotary Vane Feeders | No. | 2 |  | 0
18 | 3.2 |  | Lime Silo Isolation valves | No. | 2 |  | 0
18 | 3.3 |  | Mixers at Lime Reactor | No. | 7 |  | 0
18 | 3.4 |  | Lime Clarifier Bridge | Prov. Sum | 1 | 200000 | 200000
18 | 3.5 |  | Provisional Sum for Modifications to existing | Prov. Sum | 1 | 500000 | 500000
18 | 4 |  | Transport existing equipment from the Contractor's workshop back to site
18 | 4.1 |  | Lime Rotary Vane Feeders | No. | 2 |  | 0
18 | 4.2 |  | Lime Silo Isolation valves | No. | 2 |  | 0
18 | 4.3 |  | Mixers at Lime Reactor | No. | 7 |  | 0
18 | 4.4 |  | Lime Clarifier Bridge | No. | 4 |  | 0
18 | 5 |  | Deliver to client storage area of existing equipment not to be refurbished
18 | 5.1 |  | Lime Rotary Vane Feeders | No. | 2 |  | 0
18 | 5.2 |  | Lime Silo Isolation valves | No. | 2 |  | 0
18 | 5.3 |  | Mixers at Lime Reactor | No. | 5 |  | 0
18 | 5.4 |  | Lime Clarifier Bridge, Scum and Floor Scrapers | No. | 4 |  | 0
PART B: RELOCATION OF EXISTING MECHANICAL EQUIPMENT
18 | 6 |  | Unbolting and disconnecting of mechanical equipment
18 | 6.1 |  | Lime Silo with four supports and four load cells | No. | 1 |  | 0
18 | 6.2 |  | Emergency shower and eyewash | No. | 1 |  | 0
18 | 7 |  | Installation of mechanical equipment in new position
18 | 7.1 |  | Lime Silo with four supports and four load cells | No. | 1 |  | 0
18 | 7.2 |  | Lime filter system at top of Silo | No. | 1 |  | 0
18 | 7.3 |  | Emergency shower and eyewash | No. | 1 |  | 0
|  |  | SUB-TOTAL CARRIED FORWARD |  |  |  | 700000
|  |  | brought forward |  |  |  | 700000
PART C: SUPPLY, DELIVERY, INSTALLATION AND COMMISSIONING
Design, supply and delivery of the following equipment to Site including storage (where applicable), quality assurance and painting (where specified)
18 | 8 |  | Mechanical equipment for the lime plant in accordance with the specification
18 | 8.1 |  | Flash Mixer at Lime Reactor | No. | 1 |  | 0
18 | 8.2 |  | Mixers at Lime Reactor | No. | 6 |  | 0
18 | 8.3 |  | New rotary vane feeders with isolation valves as per existing equipment | No. | 2 |  | 0
18 | 8.4 |  | New lime screw feeders from Silo to Lime Make-up tanks | No. | 2 |  | 0
18 | 8.5 |  | Lime make up tanks 5,000L mild steel epoxy coated with lockable cat ladder, reinforced roof, access manhole for maintenance, roof handrailing, inlet, outlet and drain pipes with assoicated valves and fittings for ultrasonic level instrumentation | No. | 2 |  | 0
18 | 8.6 |  | Washwater pipework and valves to both lime make-up tanks | Sum | 1 |  | 0
18 | 8.7 |  | Lime slurry piping from Lime Make-up tanks to Lime Reactor including actuated knife gate valves | Sum | 1 |  | 0
18 | 8.8 |  | New 500mm dia. knife gate valve with electric actuator and 500mm dia epoxy coated mild steel spool piece | No. | 1 |  | 0
18 | 8.9 |  | New Lime Clarifier Scum and Floor Scraper complete | No. | 4 |  | 0
18 | 8.1 |  | New Lime Clarifier maintenance platform added to bridges complete | No. | 4 |  | 0
18 | 8.11 |  | New 3CR12 handrailing around Bridge and maintenance platform with 3CR12 kickplate and 3CR12 access ladder, walkway on Bridge with 3CR12 open steel flooring | No. | 4 |  | 0
18 | 8.12 |  | New 3CR12 Lime Clarifier Bridge | No. | 4 |  | 0
18 | 9 |  | Handling (including double handling if stored), erection, installation, painting (if applicable) and quality assurance of the following plant, including transportation and accommodation for personnel
18 | 9.1 |  | Plant supplied under Item 18.8.1 | No | 1 |  | 0
18 | 9.2 |  | Plant supplied under Item 18.8.2 | No | 6 |  | 0
18 | 9.3 |  | Plant supplied under Item 18.8.3 | Sum | 1 |  | 0
18 | 9.4 |  | Plant supplied under Item 18.8.4 | Sum | 1 |  | 0
18 | 9.5 |  | Plant supplied under Item 18.8.5 | Sum | 1 |  | 0
18 | 9.6 |  | Plant supplied under Item 18.8.6 | Sum | 1 |  | 0
18 | 9.7 |  | Plant supplied under Item 18.8.7 | Sum | 1 |  | 0
18 | 9.8 |  | Plant supplied under Item 18.8.8 (including removing of existing steel pipe at the Lime Clarifier Overflow Pumps inside the Olifantsvlei Sludge Transfer Pump Station) | Sum | 1 |  | 0
18 | 9.9 |  | Plant supplied under Item 18.8.9 to 18.8.11 | No. | 4 |  | 0
18 | 9.1 |  | Plant supplied under Item 18.8.12 | No. | 4 |  | 0
18 | 10 |  | Commissioning, testing and adjusting the following plant as a completely separate operation some time after completion of erection and installation, including transportation and accommodation for personnel
18 | 10.1 |  | Plant installed under Item 18.9.1 & 18.9.2 | Sum | 1 |  | 0
18 | 10.2 |  | Plant installed under Item 18.9.3 to 18.9.7 | Sum | 1 |  | 0
18 | 10.3 |  | Plant installed under Item 18.9.8 | Sum | 1 |  | 0
|  |  | SUB-TOTAL CARRIED FORWARD |  |  |  | 700000
|  |  | brought forward |  |  |  | 700000
18 | 10.4 |  | Plant installed under Item 18.9.9 | No. | 4 |  | 0
18 | 10.5 |  | Plant installed under Item 18.9.10 | No. | 4 |  | 0
|  |  | TOTAL FOR SECTION 18 (Carried to Summary) |  |  |  | 700000

## 19 - Electrical (To be Removed) (hidden)
SECTION 19 - ELECTRICAL EQUIPMENT
ITEM NO | PAYMENT CLAUSE | DESCRIPTION | UNIT | QTY | RATE | AMOUNT
15 |  | ELECTRICAL EQUIPMENT
19.1 |  | UPGRADE OF 11kV NETWORK |  |  |  |  | 17517412
19.1.1 |  | ACTOM 11kV 800A withdrawable SBV4E/5E incomer / transformer panels. | No | 32 | 493801 | 15801632
19.1.2 |  | 11kV termination / joint | No | 44 | 8470 | 372680
19.1.3 |  | 185mm2 11kV cable including installation | m | 120 | 2178 | 261360
19.1.4 |  | 110V DC BTU per substation | No | 6 | 99825 | 598950
19.1.5 |  | LV cable, cable ladder & circuit breaker per substation for item 15.1.4 | sum | 6 | 30250 | 181500
19.1.6 |  | Set of tools per substation | sum | 6 | 32670 | 196020
19.1.7 |  | Programming of circuit breaker protection relays | No | 23 | 3630 | 83490
19.1.8 |  | Umbicical cord, socket & control station | No | 6 | 3630 | 21780
19.2 |  | STONE TRAP / TRASH SCREEN AT THE INLET CHANNEL |  |  |  |  | 111320
19.2.1 |  | 3 pole circuit breaker for the trash screen to be installed into the existing MCC. | No | 1 | 8470 | 8470
19.2.2 |  | LV cable, cable ladder & trenching for item 15.2.1 | sum | 1 | 30250 | 30250
19.2.3 |  | Trash screen remote control panel/starter drive | No | 1 | 72600 | 72600
19.3 |  | HOW MODULE 1 COARSE SCREENS |  |  |  |  | 707850
19.3.1 |  | Additional starter drives & aux items | No | 2 | 48400 | 96800
19.3.2 |  | Cables & cable ladders | sum | 1 | 242000 | 242000
19.3.3 |  | Control panels | sum | 1 | 181500 | 181500
19.3.4 |  | Skip electrics | sum | 1 | 121000 | 121000
19.3.5 |  | Local motor isolators | No | 11 | 6050 | 66550
19.4 |  | HOW MODULE 1 GRIT HANDLING INCLUDING BLOWERS |  |  |  |  | 980100
19.4.1 |  | Upgrade of starter drives & aux items | No | 6 | 90750 | 544500
19.4.2 |  | Cables & cable ladders | sum | 1 | 181500 | 181500
19.4.3 |  | Skip electrics | sum | 1 | 121000 | 121000
19.4.4 |  | Additional starter drives & aux items | No | 1 | 48400 | 48400
19.4.5 |  | Local motor isolators | No | 14 | 6050 | 84700
19.5 |  | HOW MODULE 1 FINE SCREENS |  |  |  |  | 695750
19.5.1 |  | Additional starter drives & aux items | No | 2 | 48400 | 96800
19.5.2 |  | Cables & cable ladders | sum | 1 | 242000 | 242000
19.5.3 |  | Control panels | sum | 1 | 181500 | 181500
19.5.4 |  | Skip electrics | sum | 1 | 121000 | 121000
19.5.5 |  | Local motor isolators | No | 9 | 6050 | 54450
19.6 |  | HOW MODULE 2 GRIT HANDLING TO NEW SKIPS / BINS |  |  |  |  | 726000
19.6.1 |  | Cables & cable ladders | sum | 1 | 242000 | 242000
19.6.2 |  | Control panels | sum | 1 | 242000 | 242000
|  | SUB-TOTAL CARRIED FORWARD |  |  |  | 20496432
|  | brought forward |  |  |  | 20496432
19.6.3 |  | Skip electrics | sum | 1 | 121000 | 121000
19.6.4 |  | Aux items | sum | 1 | 121000 | 121000
19.7 |  | EXISTING WASH WATER PUMP STATION |  |  |  |  | 1530650
19.7.1 |  | MCC | sum | 1 | 726000 | 726000
19.7.2 |  | Generator | sum | 1 | 363000 | 363000
19.7.3 |  | Cables & cable ladders | sum | 1 | 242000 | 242000
19.7.4 |  | Pressurising fan | sum | 1 | 60500 | 60500
19.7.5 |  | CB installed at sub 0 | sum | 1 | 36300 | 36300
19.7.6 |  | Local motor isolators | No | 7 | 6050 | 42350
19.7.7 |  | Luminaires etc | sum | 1 | 60500 | 60500
19.8 |  | MIXERS AT THE BIO REACTORS |  |  |  |  | 871200
19.8.1 |  | Replacement of mixer starter drives | No | 16 | 36300 | 580800
19.8.2 |  | Cables & cable ladders | sum | 1 | 193600 | 193600
19.8.3 |  | Local motor isolators | No | 16 | 6050 | 96800
19.9 |  | SECONDARY CLARIFIERS |  |  |  |  | 551760
19.9.1 |  | Replacement of clarifier starter drives | No | 12 | 30250 | 363000
19.9.2 |  | Cables & cable ladders | sum | 1 | 145200 | 145200
19.9.3 |  | Local emergency stop stations | No | 12 | 3630 | 43560
19.10. |  | LIME PLANT |  |  |  |  | 205700
19.10.1 |  | Additional starter drive | No | 4 | 30250 | 121000
19.10.2 |  | Cables & cable ladders | sum | 1 | 60500 | 60500
19.10.3 |  | Local motor isolators | No | 4 | 6050 | 24200
19.11 |  | NEW HOW BLOWER ROOM STATION |  |  |  |  | 1369720
19.11.1 |  | MCC | sum | 1 | 847000 | 847000
19.11.2 |  | Cables & cable ladders | sum | 1 | 242000 | 242000
19.11.3 |  | Pressurising fan | sum | 1 | 60500 | 60500
19.11.4 |  | CB installed at sub 3 | sum | 1 | 36300 | 36300
19.11.5 |  | Local emergency stop stations | No | 4 | 3630 | 14520
19.11.6 |  | Local motor isolators | No | 8 | 6050 | 48400
19.11.7 |  | Luminaires etc | sum | 1 | 121000 | 121000
19.12 |  | NEW WASH WATER FILTER BUILDING |  |  |  |  | 965488
19.12.1 |  | MCC | sum | 1 | 521418 | 521418
19.12.2 |  | Cables & cable ladders | sum | 1 | 181500 | 181500
19.12.3 |  | Pressurising fan | sum | 1 | 60500 | 60500
19.12.4 |  | CB installed at sub 0 | sum | 1 | 36300 | 36300
19.12.5 |  | Local emergency stop stations | No | 4 | 3630 | 14520
|  | SUB-TOTAL CARRIED FORWARD |  |  |  | 26081700
|  | brought forward |  |  |  | 26081700
19.12.6 |  | Local motor isolators | No | 5 | 6050 | 30250
19.12.7 |  | Luminaires etc | sum | 1 | 121000 | 121000
19.13 |  | HOW MODULE 2 COARSE SCREENS |  |  |  |  | 816750
19.13.1 |  | Additional starter drives & aux items | No | 4 | 48400 | 193600
19.13.2 |  | Cables & cable ladders | sum | 1 | 242000 | 242000
19.13.3 |  | Control panels | sum | 1 | 181500 | 181500
19.13.4 |  | Skip electrics | sum | 1 | 121000 | 121000
19.13.5 |  | Local motor isolators | No | 13 | 6050 | 78650
19.14 |  | EMERGENCY DAM MINI SUBSTATION and MCC |  |  |  |  | 500000
19.14.1 |  | Replacement of Mini Substation | Prov Sum | 1 | 500000 | 500000
19.14.2 |  | Refurbishment of MCC | Prov Sum | 1 | 500000 | 500000
19.14.3 |  | Supply and install "self levelling screed" (Engineer approved, to manufacturer's instructions) for electrical panels and control panels | m2 | 100
3500000
19.15 |  | PROVISIONAL SUMS FOR REFURBISHMENT OF EXISTING ELECTRICAL EQUIPMENT
19.15.1 |  | Replacement of Vandalised Power Supply Cables, MCC's and associated equipment | Prov Sum | 1 | 3500000 | 3500000
19.15.2 |  | PST's Electrical refurbishment | Prov Sum | 1 | 3200000 | 3200000
19.15.3 |  | Fermenters Electrical refurbishment | Prov Sum | 1 | 1500000 | 1500000
19.15.4 |  | Primary Sludge Pumps (1to3) Refurbishment | Prov Sum | 1 | 1500000 | 1500000
19.15.5 |  | Fermented Sludge Pumps (1to3) Refurbishment | Prov Sum | 1 | 500000 | 500000
19.15.6 |  | Lime Clarifier Electrical refurbishment | Prov Sum | 1 | 2000000 | 2000000
19.15.7 |  | Replacement of Emergency Generator | Prov Sum | 1 | 1000000 | 1000000
19.15.8 |  | Allowance for work at existing infrastructure | Prov Sum | 1 | 2400000 | 2400000
|  | TOTAL FOR SECTION 19 (Carried to Summary) |  |  |  | 43649700

## 19 - Electrical
SECTION 19 - Electrical Equipment
SECTION NO | ITEM NO | PAYMENT CLAUSE | DESCRIPTION | UNIT | QTY | RATE | AMOUNT
19 |  |  | ELECTRICAL EQUIPMENT
Tenderers must note that PSY3, 4 & 5 must be read in conjunction with all payment clauses.
19 | 1 | PSY 6 | 11kV SUBSTATIONS
Note: The programming / grading of protection relays must achieve the correct relay co-ordination that will ensure the correct discrimination.
19 | 1.1 |  | SUBSTATION 0
| a | PSY 6 | 11kV RMU panel including 2 x motorised 11kV 630A switch disconnectors & 3 x motorised 11kV 630A vacuum circuit breakers as specifications and drawings. | Sum | 1 |  | 0
| b | PSY 6 | Programming of circuit breaker protection relays during the FAT. | No | 3 |  | 0
| c | PSY 6 | Umbilical cord including male socket and control station for the remote operation of the 11kV switch disconnectors and 11kV vacuum circuit breakers. | No | 1 |  | 0
| d | PSY 17 | 30V DC 3A, Battery Tripping Unit including 10AH Nickel Cadium Batteries. | No | 1 |  | 0
| e | PSY 7 | 10A single pole 10kA circuit breaker to be installed into the existing small power DB. | No | 1 |  | 0
| f | PSY 11 | PVC/SWA/PVC copper conductor cables pulled through 25mm galvanised conduit. (conduitand cable terminations measured elsewhere).
|  | PSY 11 | 2.5mm2 x 3 core (BTU) | m | 12 |  | 0
| g | PSY 11 | PVC/SWA/PVC Exe corrosion guard cable glands (IP68) complete including conductor & earth termination, lugs, tapes, drilling etc.
|  | PSY 11 | 2.5mm2 x 3 core (BTU) | No | 4 |  | 0
| h | PSY 3 & 4 | 25mm galvanised conduit, surface mounted to brick walling including saddles and aux items. | m | 12 |  | 0
| i | PSY 10 | 185mm2 x 3 core, 11kV PILC copper cable to table 18 to be installed in cable trench. (trenches and cable terminations measured elsewhere) | m | 20 |  | 0
| j | PSY 10 | 185mm2 x 3 core, 11kV PILC copper cable joint | No | 2 |  | 0
| k | PSY 10 | 185mm2 x 3 core, 11kV PILC copper cable internal termination. | No | 2 |  | 0
| l | PSY 10 | 50mm2 x 3 core, 11kV PILC copper cable to table 18 to be installed in cable trench. (trenches and cable terminations measured elsewhere) | m | 30 |  | 0
| m | PSY 10 | 50mm2 x 3 core, 11kV PILC copper cable joint | No | 1 |  | 0
| n | PSY 10 | 50mm2 x 3 core, 11kV PILC copper cable internal termination. | No | 5 |  | 0
19 | 1.2 |  | SUBSTATION 1
| a | PSY 6 | 11kV RMU panel including 2 x motorised 11kV 630A switch disconnectors & 2 x motorised 11kV 630A vacuum circuit breakers as specifications and drawings. | Sum | 1 |  | 0
| b | PSY 6 | Programming of circuit breaker protection relays during the FAT. | No | 2 |  | 0
| c | PSY 6 | Umbilical cord including male socket and control station for the remote operation of the 11kV switch disconnectors and 11kV vacuum circuit breakers. | No | 1 |  | 0
| d | PSY 17 | 30V DC 3A, Battery Tripping Unit including 10AH Nickel Cadium Batteries. | No | 1 |  | 0
| e | PSY 7 | 10A single pole 10kA circuit breaker to be installed into the existing small power DB. | No | 1 |  | 0
| f | PSY 11 | PVC/SWA/PVC copper conductor cables pulled through 25mm galvanised conduit. (conduitand cable terminations measured elsewhere).
|  | PSY 11 | 2.5mm2 x 3 core (BTU) | m | 12 |  | 0
| g | PSY 11 | PVC/SWA/PVC Exe corrosion guard cable glands (IP68) complete including conductor & earth termination, lugs, tapes, drilling etc
|  |  | SUB-TOTAL CARRIED FORWARD |  |  |  | 0
|  |  | brought forward |  |  |  | 0
|  | PSY 11 | 2.5mm2 x 3 core (BTU) | No | 4 |  | 0
| h | PSY 3 & 4 | 25mm galvanised conduit, surface mounted to brick walling including saddles and aux items. | m | 12 |  | 0
| i | PSY 10 | 185mm2 x 3 core, 11kV PILC copper cable to table 18 to be installed in cable trench. (trenches and cable terminations measured elsewhere) | m | 20 |  | 0
| j | PSY 10 | 185mm2 x 3 core, 11kV PILC copper cable joint | No | 2 |  | 0
| k | PSY 10 | 185mm2 x 3 core, 11kV PILC copper cable internal termination. | No | 2 |  | 0
| l | PSY 10 | 50mm2 x 3 core, 11kV PILC copper cable to table 18 to be installed in cable trench. (trenches and cable terminations measured elsewhere) | m | 20 |  | 0
| m | PSY 10 | 50mm2 x 3 core, 11kV PILC copper cable joint | No | 1 |  | 0
| n | PSY 10 | 50mm2 x 3 core, 11kV PILC copper cable internal termination. | No | 4 |  | 0
19 | 1.3 |  | SUBSTATION 2
| a | PSY 6 | 11kV RMU panel including 2 x motorised 11kV 630A switch disconnectors & 2 x motorised 11kV 630A vacuum circuit breakers as specifications and drawings. | Sum | 1 |  | 0
| b | PSY 6 | Programming of circuit breaker protection relays during the FAT. | No | 2 |  | 0
| c | PSY 6 | Umbilical cord including male socket and control station for the remote operation of the 11kV switch disconnectors and 11kV vacuum circuit breakers. | No | 1 |  | 0
| d | PSY 17 | 30V DC 3A, Battery Tripping Unit including 10AH Nickel Cadium Batteries. | No | 1 |  | 0
| e | PSY 7 | 10A single pole 10kA circuit breaker to be installed into the existing small power DB. | No | 1 |  | 0
| f | PSY 11 | PVC/SWA/PVC copper conductor cables pulled through 25mm galvanised conduit. (conduitand cable terminations measured elsewhere).
|  | PSY 11 | 2.5mm2 x 3 core (BTU) | m | 12 |  | 0
| g | PSY 11 | PVC/SWA/PVC Exe corrosion guard cable glands (IP68) complete including conductor & earth termination, lugs, tapes, drilling etc
|  | PSY 11 | 2.5mm2 x 3 core (BTU) | No | 4 |  | 0
| h | PSY 3 & 4 | 25mm galvanised conduit, surface mounted to brick walling including saddles and aux items. | m | 12 |  | 0
| i | PSY 10 | 185mm2 x 3 core, 11kV PILC copper cable to table 18 to be installed in cable trench. (trenches and cable terminations measured elsewhere) | m | 20 |  | 0
| j | PSY 10 | 185mm2 x 3 core, 11kV PILC copper cable joint | No | 2 |  | 0
| k | PSY 10 | 185mm2 x 3 core, 11kV PILC copper cable internal termination. | No | 2 |  | 0
| l | PSY 10 | 50mm2 x 3 core, 11kV PILC copper cable to table 18 to be installed in cable trench. (trenches and cable terminations measured elsewhere) | m | 20 |  | 0
| m | PSY 10 | 50mm2 x 3 core, 11kV PILC copper cable joint | No | 1 |  | 0
| n | PSY 10 | 50mm2 x 3 core, 11kV PILC copper cable internal termination. | No | 4 |  | 0
19 | 1.4 |  | SUBSTATION 3
| a | PSY 6 | 11kV RMU panel including 2 x motorised 11kV 630A switch disconnectors & 2 x motorised 11kV 630A vacuum circuit breakers as specifications and drawings. | Sum | 1 |  | 0
| b | PSY 6 | Programming of circuit breaker protection relays during the FAT. | No | 2 |  | 0
|  |  | SUB-TOTAL CARRIED FORWARD |  |  |  | 0
|  |  | brought forward |  |  |  | 0
| c | PSY 6 | Umbilical cord including male socket and control station for the remote operation of the 11kV switch disconnectors and 11kV vacuum circuit breakers. | No | 1 |  | 0
| d | PSY 17 | 30V DC 3A, Battery Tripping Unit including 10AH Nickel Cadium Batteries. | No | 1 |  | 0
| e | PSY 7 | 10A single pole 10kA circuit breaker to be installed into the existing small power DB. | No | 1 |  | 0
| f | PSY 11 | PVC/SWA/PVC copper conductor cables pulled through 25mm galvanised conduit. (conduitand cable terminations measured elsewhere).
|  | PSY 11 | 2.5mm2 x 3 core (BTU) | m | 12 |  | 0
| g | PSY 11 | PVC/SWA/PVC Exe corrosion guard cable glands (IP68) complete including conductor & earth termination, lugs, tapes, drilling etc
|  | PSY 11 | 2.5mm2 x 3 core (BTU) | No | 4 |  | 0
| h | PSY 3 & 4 | 25mm galvanised conduit, surface mounted to brick walling including saddles and aux items. | m | 12 |  | 0
| i | PSY 10 | 185mm2 x 3 core, 11kV PILC copper cable to table 18 to be installed in cable trench. (trenches and cable terminations measured elsewhere) | m | 20 |  | 0
| j | PSY 10 | 185mm2 x 3 core, 11kV PILC copper cable joint | No | 2 |  | 0
| k | PSY 10 | 185mm2 x 3 core, 11kV PILC copper cable internal termination. | No | 2 |  | 0
| l | PSY 10 | 50mm2 x 3 core, 11kV PILC copper cable to table 18 to be installed in cable trench. (trenches and cable terminations measured elsewhere) | m | 20 |  | 0
| m | PSY 10 | 50mm2 x 3 core, 11kV PILC copper cable joint | No | 1 |  | 0
| n | PSY 10 | 50mm2 x 3 core, 11kV PILC copper cable internal termination. | No | 4 |  | 0
19 | 1.5 |  | HOW SUBSTATION
| a | PSY 6 | 11kV RMU panel including 1 x motorised 11kV 630A switch disconnectors & 3 x motorised 11kV 630A vacuum circuit breakers as specifications and drawings. | Sum | 1 |  | 0
| b | PSY 6 | Programming of circuit breaker protection relays during the FAT. | No | 3 |  | 0
| c | PSY 6 | Umbilical cord including male socket and control station for the remote operation of the 11kV switch disconnectors and 11kV vacuum circuit breakers. | No | 1 |  | 0
| d | PSY 17 | 30V DC 3A, Battery Tripping Unit including 10AH Nickel Cadium Batteries. | No | 1 |  | 0
| e | PSY 7 | 10A single pole 10kA circuit breaker to be installed into the existing small power DB. | No | 1 |  | 0
| f | PSY 11 | PVC/SWA/PVC copper conductor cables pulled through 25mm galvanised conduit. (conduitand cable terminations measured elsewhere).
|  | PSY 11 | 2.5mm2 x 3 core (BTU) | m | 12 |  | 0
| g | PSY 11 | PVC/SWA/PVC Exe corrosion guard cable glands (IP68) complete including conductor & earth termination, lugs, tapes, drilling etc
|  | PSY 11 | 2.5mm2 x 3 core (BTU) | No | 4 |  | 0
| h | PSY 3 & 4 | 25mm galvanised conduit, surface mounted to brick walling including saddles and aux items. | m | 12 |  | 0
| i | PSY 10 | 185mm2 x 3 core, 11kV PILC copper cable to table 18 to be installed in cable trench. (trenches and cable terminations measured elsewhere) | m | 10 |  | 0
| j | PSY 10 | 185mm2 x 3 core, 11kV PILC copper cable joint | No | 1 |  | 0
| k | PSY 10 | 185mm2 x 3 core, 11kV PILC copper cable internal termination. | No | 1 |  | 0
|  |  | SUB-TOTAL CARRIED FORWARD |  |  |  | 0
|  |  | brought forward |  |  |  | 0
| l | PSY 10 | 50mm2 x 3 core, 11kV PILC copper cable to table 18 to be installed in cable trench. (trenches and cable terminations measured elsewhere) | m | 30 |  | 0
| m | PSY 10 | 50mm2 x 3 core, 11kV PILC copper cable joint | No | 1 |  | 0
| n | PSY 10 | 50mm2 x 3 core, 11kV PILC copper cable internal termination. | No | 6 |  | 0
19 | 1.6 |  | BLOWER SUBSTATION
| a | PSY 6 | 11kV metal clad switchgear panel including 2 x 11kV 800A incomer vacuum spring actuated circuit breakers, 4 x 11kV 800A feeder vacuum spring actuated circuit breakers, 5 x 11kV 800A vacuum magnetic actuated circuit breakers & 1 x 11kV/110V 200VA class 1 busbar VT panel as specifications and drawings. | Sum | 1 |  | 0
| b | PSY 6 | Programming of circuit breaker protection relays during the FAT. | No | 11 |  | 0
| c | PSY 6 | Umbilical cord including male socket and control station for the remote operation of the 11kV vacuum circuit breakers. | No | 1 |  | 0
| d | PSY 17 | 110V DC 10A, Battery Tripping Unit including 60AH Nickel Cadium Batteries. | No | 1 |  | 0
| e | PSY 7 | 10A single pole 10kA circuit breaker to be installed into the existing small power DB. | No | 1 |  | 0
| f | PSY 11 | PVC/SWA/PVC copper conductor cables pulled through 25mm galvanised conduit. (conduitand cable terminations measured elsewhere).
|  | PSY 11 | 2.5mm2 x 3 core (BTU) | m | 12 |  | 0
| g | PSY 11 | PVC/SWA/PVC Exe corrosion guard cable glands (IP68) complete including conductor & earth termination, lugs, tapes, drilling etc
|  | PSY 11 | 2.5mm2 x 3 core (BTU) | No | 4 |  | 0
| h | PSY 3 & 4 | 25mm galvanised conduit, surface mounted to brick walling including saddles and aux items. | m | 12 |  | 0
| i | PSY 10 | 185mm2 x 3 core, 11kV PILC copper cable to table 18 to be installed in cable trench. (trenches and cable terminations measured elsewhere) | m | 180 |  | 0
| j | PSY 10 | 185mm2 x 3 core, 11kV PILC copper cable joint | No | 10 |  | 0
| k | PSY 10 | 185mm2 x 3 core, 11kV PILC copper cable internal termination. | No | 15 |  | 0
| l | PSY 10 | 50mm2 x 3 core, 11kV PILC copper cable to table 18 to be installed in cable trench. (trenches and cable terminations measured elsewhere) | m | 30 |  | 0
| m | PSY 10 | 50mm2 x 3 core, 11kV PILC copper cable joint | No | 1 |  | 0
| n | PSY 10 | 50mm2 x 3 core, 11kV PILC copper cable internal termination. | No | 2 |  | 0
19 | 1.7 |  | EMERGENCY DAM MINI SUBSTATION
| a | PSY 6 | 315kVA, 11kV / 400V mini substation including 1 x 630A 11kV CB RMU. The mini sub must include the following: Main 3 ph 400V circuit breaker 4 x 250A 3ph circuit breakers. Instrumentation and switchgear as listed in Johannesburg Water's specification. The mini substation must be in accordance with Johannesburg Water's particular specification E18. | No | 1 |  | 0
| b | PSY 6 | Precast concrete plinth including LV & MV cable appertures to correspond with the mini substation's switchgear. | No | 1 |  | 0
| c | PSY 6 | Disconnect, removal and transporting of the existing 315kVA mini substation to a destination of the contractor's choice. | sum | 1 |  | 0
19 | 2 |  | TRASH SCREEN
19 | 2.1 |  | LV CABLE
|  | PSY 11 | PVC/SWA/PVC copper conductor cables strapped to cable ladders or laid in trenches. (trenches, sleeves and cable terminations measured elsewhere).
|  |  | SUB-TOTAL CARRIED FORWARD |  |  |  | 0
|  |  | brought forward |  |  |  | 0
| a | PSY 11 | 2.5mm2 x 4 core (HOW New Blower Room MCC - Sluice Gate Actuator) | m | 200 |  | 0
| b | PSY 11 | 4mm2 x 4 core (HOW New Blower Room MCC - Crawl motor) | m | 200 |  | 0
| c | PSY 11 | 4mm2 x 4 core (HOW New Blower Room MCC '-Inlet Works Trash Screen motor) | m | 200 |  | 0
19 | 2.2 |  | LV CABLE TERMINATION
|  | PSY 11 | PVC/SWA/PVC Exe corrosion guard cable glands (IP68) complete including conductor & earth termination, lugs, tapes, drilling etc
| a | PSY 11 | 2.5mm2 x 4 core (Sluice Gate Actuator) | No | 2 |  | 0
| b | PSY 11 | 2.5mm2 x 4 core (Crawl motor) | No | 2 |  | 0
| c | PSY 11 | 4mm2 x 4 core (Trash Screen motor) | No | 2 |  | 0
19 | 2.3 |  | CABLE EXCAVATION
| a | PSY 16 | Pickable material | m3 | 50 |  | 0
| b | PSY 16 | Backfilling of cable trenches. | m3 | 50 |  | 0
19 | 2.4 |  | CABLE ROUTE MARKERS
| a | PSY 14 | Concrete cable route markers. | No | 10 |  | 0
19 | 2.5 |  | CABLE LADDER AND TRAY
|  | PSY 15 | OL55 duplex coating (exterior polyester) 3CR12 cable ladder including all accessories mounted to concrete slabs / railing.
| a | PSY 15 | 100mm cable ladder | m | 20 |  | 0
| b | PSY 15 | 200mm cable ladder | m | 20 |  | 0
| c | PSY 15 | 100mm 90o bends | No | 4 |  | 0
| d | PSY 15 | 200mm 90o bends | No | 4 |  | 0
19 | 2.6 |  | JUNCTION BOXES
|  | PSY 11 | PVC/SWA/PVC Exe 4 way ezee / fit junction box (IP68) complete including terminals, lugs, tapes, drilling etc (glands measured elsewhere).
| a | PSY 11 | 2.5mm2 x 4 core (Crawl motor) | No | 1 |  | 0
19 | 2.7 |  | LOCAL MOTOR ISOLATORS / STOP - START STATIONS
| a | PSY 19 | Local IP65 2.2kW 3 phase motor isolator / stop - start stations (Trash screen motor) (Drawing 18056-73-12-131) | No | 1 |  | 0
| b | PSY 19 | 3CR12 support stands for the above item. | No | 1 |  | 0
19 | 3 |  | HoW MODULE 1 & HoW GENERATOR
19 | 3.1 |  | MV CABLE SUBSTATION 3
| a | PSY 10 | 50mm2 x 3 core, 11kV PILC copper cable to table 18 to be installed in cable trench. (trenches and cable terminations measured elsewhere) | m | 8 |  | 0
| b | PSY 10 | 50mm2 x 3 core, 11kV PILC copper cable internal termination. | No | 2 |  | 0
19 | 3.2 |  | LV OVERHEAD BUSBARS
| a | PSY 26 | Disconnect and transport the existing vandalised 1000A overhead copper busbar to the Electrical Workshop at Bushkoppie WwTW | sum | 1 |  | 0
Supply and install
|  | PSY 26 | Telemecanique Canalis KG2 (800A -1000A, 660V) Copper Busbar Trunking or similar approved.
| b | PSY 26 | Copper busbar trunking including supports | m | 14 |  | 0
|  |  | SUB-TOTAL CARRIED FORWARD |  |  |  | 0
|  |  | brought forward |  |  |  | 0
| c | PSY 26 | Transformer box. | No | 1 |  | 0
| d | PSY 26 | Set of flexibles | No | 1 |  | 0
| e | PSY 26 | Transformer end feed unit. | No | 1 |  | 0
| f | PSY 26 | Elbow | No | 5 |  | 0
| g | PSY 26 | Panel end feed unit. | No | 3 |  | 0
19 | 3.3 |  | MOTOR CONTROL CENTRE
| a | PSY 8 | Disconnect and transport the existing vandalised HOW Module 1 MCC to the Electrical Workshop at Bushkoppie WwTW. | sum | 1 |  | 0
| b | PSY 8 | Manufacture, supply and off loading of the HOW Module 1 MCC, including PLC marshalling tier as detailed in the specifications, single line diagram 18056-73-12-153 and associated motor starter drive schematic tender drawings. | sum | 1 |  | 0
19 | 3.4 |  | LV CABLE
|  | PSY 11 | PVC/SWA/PVC copper conductor cables strapped to cable ladders or laid in trenches. (trenches, sleeves and cable terminations measured elsewhere).
| a | PSY 11 | 95mm2 x 4 core | m | 33 |  | 0
| b | PSY 11 | 120mm2 x 4 core | m | 278 |  | 0
| c | PSY 11 | 150mm2 x 4 core | m | 340 |  | 0
| d | PSY 11 | 35mm2 Bare Copper Earth Wire | m | 33 |  | 0
| e | PSY 11 | 70mm2 Bare Copper Earth Wire | m | 618 |  | 0
19 | 3.5 |  | LV CABLE TERMINATION
|  | PSY 11 | PVC/SWA/PVC Exe corrosion guard cable glands (IP68) complete including conductor & earth termination, lugs, tapes, drilling etc
| a | PSY 11 | 95mm2 x 4 core | No | 2 |  | 0
| b | PSY 11 | 120mm2 x 4 core | No | 16 |  | 0
| c | PSY 11 | 150mm2 x 4 core | No | 4 |  | 0
| d | PSY 11 | 35mm2 Bare Copper Earth Wire | No | 2 |  | 0
| e | PSY 11 | 70mm2 Bare Copper Earth Wire | No | 20 |  | 0
19 | 3.6 |  | CABLE EXCAVATION
| a | PSY 16 | Pickable material | m3 | 20 |  | 0
| b | PSY 16 | Backfilling of cable trenches. | m3 | 20 |  | 0
19 | 3.7 |  | CABLE ROUTE MARKERS
| a | PSY 14 | Concrete cable route markers. | No | 10 |  | 0
19 | 3.8 |  | CABLE LADDER AND TRAY
|  | PSY 15 | OL76 duplex coating (exterior polyester) 3CR12 cable ladder including all accessories mounted to concrete slabs / railing.
| a | PSY 15 | 300mm cable ladder | m | 20 |  | 0
| b | PSY 15 | 400mm cable ladder | m | 20 |  | 0
| c | PSY 15 | 300mm 90o bends | No | 4 |  | 0
| d | PSY 15 | 400mm 90o bends | No | 4 |  | 0
19 | 3.9 |  | INDOOR STANDBY EMERGENCY GENERATOR
| a | PSY 23 | Transport the existing CAT 300kVA emergency generator to the Electrical Workshop at Bushkoppie WwTW. | sum | 1 |  | 0
|  |  | SUB-TOTAL CARRIED FORWARD |  |  |  | 0
|  |  | brought forward |  |  |  | 0
| b | PSY 23 | 600kVA 400V standby emergeny generator including automatic change over panel, day tank, bulk fuel tank, filling accessories, transfer pumps, sound attenuated exhaust as detailed in the specifications. | sum | 1 |  | 0
| c | PSY 23 | Sound attenuated inlet and outlet louvres, and duting between the radiator and outlet louvre. (louvres will be built into brick walling by others) | sum | 1 |  | 0
| d | PSY 12 | Control cabling between the generator's change over panel and the change over switchgear mounted inside Module 1 MCC. | sum | 1 |  | 0
Notes:
|  | PSY 23 | Tenderes to note that the size of the generator room & the single line diagram of the change over panel are indicated on drawing 18056-73-12-152
19 | 4 |  | HoW MODULE 1 COARSE SCREENS
19 | 4.1 |  | LV CABLE
|  | PSY 11 | PVC/SWA/PVC copper conductor cables strapped to cable ladders or laid in trenches. (trenches, sleeves and cable terminations measured elsewhere).
| a | PSY 11 | 1.5mm2 x 7 core (12 x local motor isolators / stop - start stations) | m | 1745 |  | 0
| b | PSY 11 | 1.5mm2 x 3 core (3 x skips / bins 12 x limit switches) | m | 360 |  | 0
| c | PSY 11 | 1.5mm2 x 7 core (skips / bins) | m | 400 |  | 0
| d | PSY 11 | 1.5mm2 x 12 core (skips / bins) | m | 300 |  | 0
| e | PSY 11 | 1.5mm2 x 19 core (skips / bins) | m | 100 |  | 0
| f | PSY 11 | 1.5mm2 x 7 core (Local motor isolators) | m | 1260 |  | 0
| g | PSY 11 | 2.5mm2 x 4 core (Actuators) | m | 600 |  | 0
| h | PSY 11 | 2.5mm2 x 4 core (Motors) | m | 1305 |  | 0
19 | 4.2 |  | LV CABLE TERMINATION
|  | PSY 11 | PVC/SWA/PVC Exe corrosion guard cable glands (IP68) complete including conductor & earth termination, lugs, tapes, drilling etc
| a | PSY 11 | 1.5mm2 x 7 core (12 x local motor isolators / stop - start stations) | No | 24 |  | 0
| b | PSY 11 | 1.5mm2 x 3 core (3 x skips / bins 12 x limit switches) | No | 24 |  | 0
| c | PSY 11 | 1.5mm2 x 7 core (skips / bins) | No | 10 |  | 0
| d | PSY 11 | 1.5mm2 x 12 core (skips / bins) | No | 6 |  | 0
| e | PSY 11 | 1.5mm2 x 19 core (skips / bins) | No | 6 |  | 0
| f | PSY 11 | 1.5mm2 x 7 core (Local motor isolators) | No | 18 |  | 0
| g | PSY 11 | 2.5mm2 x 4 core (Actuators) | No | 10 |  | 0
| h | PSY 11 | 2.5mm2 x 4 core (Motors) | No | 36 |  | 0
19 | 4.3 |  | JUNCTION BOXES
PVC/SWA/PVC Exe 4 way ezee / fit junction box (IP68) complete including terminals, lugs, tapes, drilling etc (glands measured elsewhere).
| a | PSY 11 | 1mm2 x 3 core | No | 10 |  | 0
| b | PSY 11 | 1mm2 x 7 core | No | 10 |  | 0
| c | PSY 11 | 1mm2 x 12 core | No | 2 |  | 0
| d | PSY 11 | 1mm2 x 19 core | No | 2 |  | 0
|  |  | SUB-TOTAL CARRIED FORWARD |  |  |  | 0
|  |  | brought forward |  |  |  | 0
19 | 4.4 |  | CABLE EXCAVATION
| a | PSY 16 | Pickable material | m3 | 74.4 |  | 0
| b | PSY 16 | Backfilling of cable trenches. | m3 | 74.4 |  | 0
19 | 4.5 |  | CABLE ROUTE MARKERS
| a | PSY 14 | Concrete cable route markers | No | 18 |  | 0
19 | 4.6 |  | CABLE LADDER AND TRAY
|  | PSY 15 | OL55 duplex coating (exterior polyester) 3CR12 cable ladder including all accessories mounted to concrete slabs / bio reactor railing.
| a | PSY 15 | 100mm cable ladder | m | 200 |  | 0
| b | PSY 15 | 200mm cable ladder | m | 200 |  | 0
| c | PSY 15 | 300mm cable ladder | m | 100 |  | 0
| d | PSY 15 | 500mm cable ladder | m | 50 |  | 0
| e | PSY 15 | 100mm 90o bends | No | 10 |  | 0
| f | PSY 15 | 200mm 90o bends | No | 10 |  | 0
| g | PSY 15 | 300mm 90o bends | No | 8 |  | 0
| h | PSY 15 | 500mm 90o bends | No | 8 |  | 0
19 | 4.7 |  | SKIPS
|  | PSY 20 | Removal of existing limit / proximity switches, local stop / start stations, local skip control buttons and the replacement of these items.
| a | PSY 20 | IP66, NO & NC, 6A, 230V AC limit switches including spring return roller lever & 3CR12 mounting plates. (Existing: ERSCE E300-00-FM) | No | 16 |  | 0
| b | PSY 20 | 230V 200/300mA proximity switches (Existing: Telemecanique XS1M30MA230) | No | 1 |  | 0
| c | PSY 5 &18 | IP65 emergency stop - start push button station for the traversing conveyor (To be installed onto the side of existing steel work). | No | 1 |  | 0
| d | PSY 5 &18 | IP65 emergency stop, left & right push button station for the positioning of the traversing conveyor. (To be installed onto the side of existing steel work). | No | 1 |  | 0
| e | PSY 5 &18 | Replacement of the IP65 230V start buttons on the existing local manual skip control panel. | No | 6 |  | 0
PSY 5 &18
| f | PSY 5 &18 | Replacement of the IP65 230V stop buttons on the existing local manual skip control panel. | No | 3 |  | 0
19 | 4.8 |  | ADDITIONAL WIRING, TERMINALS & SWITCHGEAR TO EXISTING MOTOR STARTER DRIVES
| a | PSY 5 | Single pole 6A circuit breaker, cubicle door test / normal push button (PB4), motor isolator relay (R2), local stop relay (R3) including all wiring and terminals to ensure that the 2 x PLC DI locked out and isolated signals are active. Note: The above can be referenced on the typical schematic 18056-73-12-110. | No | 5 |  | 0
19 | 4.9 |  | LOCAL EMERGENCY STOP STATIONS
| a | PSY 18 | Surface mounted IP65 emergency stop push buttons including IP65 enclosures. (Mounted on the side existing steel work). | No | 4 |  | 0
19 | 4.1 |  | LOCAL MOTOR ISOLATORS / STOP - START STATIONS
| a | PSY 19 | Local IP65 1.5kW 3 phase motor isolator / stop - start stations. | No | 3 |  | 0
| b | PSY 19 | 3CR12 support stands for the above item. | No | 3 |  | 0
| c | PSY 19 | Local IP65 2.2kW 3 phase motor isolator / stop - start stations. | No | 4 |  | 0
| d | PSY 19 | 3CR12 support stands for the above item. | No | 4 |  | 0
|  |  | SUB-TOTAL CARRIED FORWARD |  |  |  | 0
|  |  | brought forward |  |  |  | 0
| e | PSY 19 | Local IP65 3kW 3 phase motor isolator / stop - start stations. | No | 2 |  | 0
| f | PSY 19 | 3CR12 support stands for the above item. | No | 2 |  | 0
19 | 5 |  | HOW MODULE 1 GRIT HANDLING INCLUDING BLOWERS & COMPRESSORS
19 | 5.1 |  | MOTOR CONTROL CENTRE
| a | PSY 8 | Manufacture, supply and off loading of the HOW Compressor MCC, including PLC marshalling tier as detailed in the specifications and drawings 18056-73-12-117, 18056-73-12-118 & 18056-73-12-119. | sum | 1 |  | 0
| b | PSY 8 | Disconnect and transport the existing HOW Compressor MCC to the Electrical Workshop at Bushkoppie WwTW. | sum | 1 |  | 0
19 | 5.2 |  | LV CABLE
|  | PSY 11 | PVC/SWA/PVC copper conductor cables strapped to cable ladders or laid in trenches. (trenches, sleeves and cable terminations measured elsewhere).
| a | PSY 11 | 1.5mm2 x 7 core (16 x local motor isolators / stop - start stations) | m | 1042 |  | 0
| b | PSY 11 | 1.5mm2 x 3 core (4 x skips / bins 16 x limit switches) | m | 480 |  | 0
| c | PSY 11 | 1.5mm2 x 7 core (skips / bins) | m | 400 |  | 0
| d | PSY 11 | 1.5mm2 x 12 core (skips / bins) | m | 300 |  | 0
| e | PSY 11 | 1.5mm2 x 19 core (skips / bins) | m | 100 |  | 0
| f | PSY 11 | 1.5mm2 x 7 core (Local motor isolators) | m | 996 |  | 0
| h | PSY 11 | 2.5mm2 x 4 core (Motors) | m | 420 |  | 0
| i |  | 6mm2 x 4 core (Motors) | m | 646 |  | 0
19 | 5.3 |  | LV CABLE TERMINATION
|  | PSY 11 | PVC/SWA/PVC Exe corrosion guard cable glands (IP68) complete including conductor & earth termination, lugs, tapes, drilling etc
| a | PSY 11 | 1.5mm2 x 7 core (16 x local motor isolators / stop - start stations) | No | 32 |  | 0
| b | PSY 11 | 1.5mm2 x 3 core (4 x skips / bins 16 x limit switches) | No | 32 |  | 0
| c | PSY 11 | 1.5mm2 x 7 core (skips / bins) | No | 10 |  | 0
| d | PSY 11 | 1.5mm2 x 12 core (skips / bins) | No | 6 |  | 0
| e | PSY 11 | 1.5mm2 x 19 core (skips / bins) | No | 6 |  | 0
| f | PSY 11 | 1.5mm2 x 7 core (Local motor isolators) | No | 28 |  | 0
| g | PSY 11 | 2.5mm2 x 4 core (Motors) | No | 16 |  | 0
| h | PSY 11 | 6mm2 x 4 core (Motors) | No | 40 |  | 0
19 | 5.4 |  | JUNCTION BOXES
|  | PSY 11 | PVC/SWA/PVC Exe 4 way ezee / fit junction box (IP68) complete including terminals, lugs, tapes, drilling etc (glands measured elsewhere).
| c | PSY 12 | 1mm2 x 12 core | No | 2 |  | 0
| d | PSY 12 | 1mm2 x 19 core | No | 2 |  | 0
19 | 5.5 |  | CABLE EXCAVATION
| a | PSY 16 | Pickable material | m3 | 51.36 |  | 0
| b | PSY 16 | Backfilling of cable trenches. | m3 | 51.36 |  | 0
19 | 5.6 |  | CABLE ROUTE MARKERS
| a | PSY 14 | Concrete cable route markers | No | 18 |  | 0
|  |  | SUB-TOTAL CARRIED FORWARD |  |  |  | 0
|  |  | brought forward |  |  |  | 0
19 | 5.7 |  | CABLE LADDER AND TRAY
|  | PSY 15 | OL55 duplex coating (exterior polyester) 3CR12 cable ladder including all accessories mounted to concrete slabs / bio reactor railing.
| a | PSY 15 | 100mm cable ladder | m | 200 |  | 0
| b | PSY 15 | 200mm cable ladder | m | 200 |  | 0
| c | PSY 15 | 300mm cable ladder | m | 100 |  | 0
| d | PSY 15 | 500mm cable ladder | m | 50 |  | 0
| e | PSY 15 | 100mm 90o bends | No | 10 |  | 0
| f | PSY 15 | 200mm 90o bends | No | 10 |  | 0
| g | PSY 15 | 300mm 90o bends | No | 8 |  | 0
| h | PSY 15 | 500mm 90o bends | No | 8 |  | 0
19 | 5.8 |  | SKIPS
|  | PSY 20 | Removal of existing limit / proximity switches, local stop / start stations, local skip control buttons and the replacement of these items.
| a | PSY 20 | IP66, NO & NC, 6A, 230V AC limit switches including spring return roller lever & 3CR12 mounting plates. (Existing: ERSCE E300-00-FM) | No | 20 |  | 0
| b | PSY 20 | 230V 200/300mA proximity switches (Existing: Telemecanique XS1M30MA230) | No | 2 |  | 0
| c | PSY 5 &18 | IP65 emergency stop - start push button station for the traversing conveyor (To be installed onto the side of existing steel work). | No | 1 |  | 0
| d | PSY 5 &18 | IP65 emergency stop, left & right push button station for the positioning of the traversing conveyor. (To be installed onto the side of existing steel work). | No | 1 |  | 0
| e | PSY 5 &18 | Replacement of the IP65 230V start buttons on the existing local manual skip control panel. | No | 8 |  | 0
| f | PSY 5 &18 | Replacement of the IP65 230V stop buttons on the existing local manual skip control panel. | No | 4 |  | 0
19 | 5.9 |  | LEVEL PROBES
| a | PSY 5 | Level probes as indicated on drawing 18056-73-12-112 | sum | 1 |  | 0
19 | 5.1 |  | ADDITIONAL WIRING, TERMINALS & SWITCHGEAR TO EXISTING MOTOR STARTER DRIVES
| a | PSY 5 | Single pole 6A circuit breaker, cubicle door test / normal push button (PB4), motor isolator relay (R2), local stop relay (R3) including all wiring and terminals to ensure that the 2 x PLC DI locked out and isolated signals are active. Note: The above can be referenced on the typical schematic 18056-73-12-110 | No | 5 |  | 0
19 | 5.11 |  | LOCAL EMERGENCY STOP STATIONS
| a | PSY 18 | Surface mounted IP65 emergency stop push buttons including IP65 enclosures. (Mounted on the side existing steel work). | No | 4 |  | 0
19 | 5.12 |  | LOCAL MOTOR ISOLATORS / STOP - START STATIONS
| a | PSY 19 | Local IP65 2.2kW 3 phase motor isolator / stop - start stations. | No | 4 |  | 0
| b | PSY 19 | 3CR12 support stands for the above item. | No | 4 |  | 0
| c | PSY 19 | Local IP65 15kW 3 phase motor isolator / stop - start stations. | No | 10 |  | 0
| d | PSY 19 | 3CR12 support stands for the above item. | No | 10 |  | 0
|  |  | SUB-TOTAL CARRIED FORWARD |  |  |  | 0
|  |  | brought forward |  |  |  | 0
19 | 6 |  | HOW MODULE 1 FINE SCREENS
19 | 6.1 |  | LV CABLE
|  | PSY 11 | PVC/SWA/PVC copper conductor cables strapped to cable ladders or laid in trenches. (trenches, sleeves and cable terminations measured elsewhere).
| a | PSY 11 | 1.5mm2 x 7 core (10 x local motor isolators / stop - start stations) | m | 1600 |  | 0
| b | PSY 11 | 1.5mm2 x 3 core (3 x skips / bins 12 x limit switches) | m | 360 |  | 0
| c | PSY 11 | 1.5mm2 x 7 core (skips / bins) | m | 400 |  | 0
| d | PSY 11 | 1.5mm2 x 12 core (skips / bins) | m | 300 |  | 0
| e | PSY 11 | 1.5mm2 x 19 core (skips / bins) | m | 100 |  | 0
| f | PSY 11 | 1.5mm2 x 7 core (Local motor isolators) | m | 1080 |  | 0
| g | PSY 11 | 2.5mm2 x 4 core (Actuators) | m | 960 |  | 0
| h | PSY 11 | 2.5mm2 x 4 core (Motors) | m | 1125 |  | 0
19 | 6.2 |  | LV CABLE TERMINATION
PVC/SWA/PVC Exe corrosion guard cable glands (IP68) complete including conductor & earth termination, lugs, tapes, drilling etc
| a | PSY 11 | 1.5mm2 x 7 core (10 x local motor isolators / stop - start stations) | No | 20 |  | 0
| b | PSY 11 | 1.5mm2 x 3 core (3 x skips / bins 12 x limit switches) | No | 24 |  | 0
| c | PSY 11 | 1.5mm2 x 7 core (skips / bins) | No | 10 |  | 0
| d | PSY 11 | 1.5mm2 x 12 core (skips / bins) | No | 6 |  | 0
| e | PSY 11 | 1.5mm2 x 19 core (skips / bins) | No | 6 |  | 0
| f | PSY 11 | 1.5mm2 x 7 core (Local motor isolators) | No | 18 |  | 0
| g | PSY 11 | 2.5mm2 x 4 core (Actuators) | No | 16 |  | 0
| h | PSY 11 | 2.5mm2 x 4 core (Motors) | No | 36 |  | 0
19 | 6.3 |  | JUNCTION BOXES
|  | PSY 11 | PVC/SWA/PVC Exe 4 way ezee / fit junction box (IP68) complete including terminals, lugs, tapes, drilling etc (glands measured elsewhere).
| a | PSY 11 | 1mm2 x 3 core | No | 10 |  | 0
| b | PSY 11 | 1mm2 x 7 core | No | 10 |  | 0
| c | PSY 11 | 1mm2 x 12 core | No | 2 |  | 0
| d | PSY 11 | 1mm2 x 19 core | No | 2 |  | 0
19 | 6.4 |  | CABLE EXCAVATION
| a | PSY 16 | Pickable material | m3 | 76.8 |  | 0
| b | PSY 16 | Backfilling of cable trenches. | m3 | 76.8 |  | 0
19 | 6.5 |  | CABLE ROUTE MARKERS
| a | PSY 14 | Concrete cable route markers. | No | 18 |  | 0
19 | 6.6 |  | CABLE LADDER AND TRAY
|  | PSY 15 | OL55 duplex coating (exterior polyester) 3CR12 cable ladder including all accessories mounted to concrete slabs / bio reactor railing.
| a | PSY 15 | 100mm cable ladder | m | 200 |  | 0
|  |  | SUB-TOTAL CARRIED FORWARD |  |  |  | 0
|  |  | brought forward |  |  |  | 0
| b | PSY 15 | 200mm cable ladder | m | 200 |  | 0
| c | PSY 15 | 300mm cable ladder | m | 100 |  | 0
| d | PSY 15 | 500mm cable ladder | m | 50 |  | 0
| e | PSY 15 | 100mm 90o bends | No | 10 |  | 0
| f | PSY 15 | 200mm 90o bends | No | 10 |  | 0
| g | PSY 15 | 300mm 90o bends | No | 8 |  | 0
| h | PSY 15 | 500mm 90o bends | No | 8 |  | 0
19 | 6.7 |  | SKIPS
|  | PSY 20 | Removal of existing limit / proximity switches, local stop / start stations, local skip control buttons and the replacement of these items.
| a | PSY 20 | IP66, NO & NC, 6A, 230V AC limit switches including spring return roller lever & 3CR12 mounting plates. (Existing: ERSCE E300-00-FM) | No | 16 |  | 0
| b | PSY 20 | 230V 200/300mA proximity switches (Existing: Telemecanique XS1M30MA230) | No | 1 |  | 0
| c | PSY 5 &18 | IP65 emergency stop - start push button station for the traversing conveyor (To be installed onto the side of existing steel work). | No | 1 |  | 0
| d | PSY 5 &18 | IP65 emergency stop, left & right push button station for the positioning of the traversing conveyor. (To be installed onto the side of existing steel work). | No | 1 |  | 0
| e | PSY 5 &18 | Replacement of the IP65 230V start buttons on the existing local manual skip control panel. | No | 6 |  | 0
| f | PSY 5 &18 | Replacement of the IP65 230V stop buttons on the existing local manual skip control panel. | No | 3 |  | 0
19 | 6.8 |  | ADDITIONAL WIRING, TERMINALS & SWITCHGEAR TO EXISTING MOTOR STARTER DRIVES
| a | PSY 5 | Single pole 6A circuit breaker, cubicle door test / normal push button (PB4), motor isolator relay (R2), local stop relay (R3) including all wiring and terminals to ensure that the 2 x PLC DI locked out and isolated signals are active. Note: The above can be referenced on the typical schematic 18056-73-12-110 | No | 5 |  | 0
19 | 6.9 |  | LOCAL EMERGENCY STOP STATIONS
| a | PSY 18 | Surface mounted IP65 emergency stop push buttons including IP65 enclosures. (Mounted on the side existing steel work). | No | 4 |  | 0
19 | 6.1 |  | LOCAL MOTOR ISOLATORS / STOP - START STATIONS
| a | PSY 19 | Local IP65 1.5kW 3 phase motor isolator / stop - start stations. | No | 5 |  | 0
| b | PSY 19 | 3CR12 support stands for the above item. | No | 5 |  | 0
| c | PSY 19 | Local IP65 2.2kW 3 phase motor isolator / stop - start stations. | No | 4 |  | 0
| d | PSY 19 | 3CR12 support stands for the above item. | No | 4 |  | 0
19 | 7 |  | HOW MODULE 2 GRIT HANDLING
19 | 7.1 |  | LV CABLE
PVC/SWA/PVC copper conductor cables strapped to cable ladders or laid in trenches. (trenches, sleeves and cable terminations measured elsewhere).
| a | PSY 11 | 1.5mm2 x 7 core (1 x local motor isolator / stop - start station) | m | 107 |  | 0
| b | PSY 11 | 1.5mm2 x 3 core (3 x skips local emergency stop stations) | m | 321 |  | 0
| c | PSY 11 | 1.5mm2 x 3 core (3 x skips / bins 12 x limit switches) | m | 1284 |  | 0
| d | PSY 11 | 1.5mm2 x 7 core (skips / bins) | m | 400 |  | 0
| e | PSY 11 | 1.5mm2 x 12 core (skips / bins) | m | 300 |  | 0
|  |  | SUB-TOTAL CARRIED FORWARD |  |  |  | 0
|  |  | brought forward |  |  |  | 0
| f | PSY 11 | 1.5mm2 x 19 core (skips / bins) | m | 100 |  | 0
| g | PSY 11 | 1.5mm2 x 7 core (Local motor isolators) | No | 900 |  | 0
| h | PSY 11 | 2.5mm2 x 4 core (Motors) | No | 945 |  | 0
19 | 7.2 |  | LV CABLE TERMINATION
PVC/SWA/PVC Exe corrosion guard cable glands (IP68) complete including conductor & earth termination, lugs, tapes, drilling etc
| a | PSY 11 | 1.5mm2 x 7 core (1 x local motor isolator / stop - start station) | No | 2 |  | 0
| b | PSY 11 | 1.5mm2 x 3 core (3 x skips local emergency stop stations) | No | 6 |  | 0
| c | PSY 11 | 1.5mm2 x 3 core (3 x skips / bins 12 x limit switches) | No | 24 |  | 0
| d | PSY 11 | 1.5mm2 x 7 core (skips / bins) | No | 10 |  | 0
| e | PSY 11 | 1.5mm2 x 12 core (skips / bins) | No | 6 |  | 0
| f | PSY 11 | 1.5mm2 x 19 core (skips / bins) | No | 6 |  | 0
| g | PSY 11 | 1.5mm2 x 7 core (Local motor isolators) | No | 18 |  | 0
| h | PSY 11 | 2.5mm2 x 4 core (Motors) | No | 36 |  | 0
19 | 7.3 |  | JUNCTION BOXES
PVC/SWA/PVC Exe 4 way ezee / fit junction box (IP68) complete including terminals, lugs, tapes, drilling etc (glands measured elsewhere).
| a | PSY 11 | 1mm2 x 3 core | No | 10 |  | 0
| b | PSY 11 | 1mm2 x 7 core | No | 10 |  | 0
| c | PSY 11 | 1mm2 x 12 core | No | 2 |  | 0
| d | PSY 11 | 1mm2 x 19 core | No | 2 |  | 0
19 | 7.4 |  | CABLE EXCAVATION
| a | PSY 16 | Pickable material | m3 | 51.36 |  | 0
| b | PSY 16 | Backfilling of cable trenches. | m3 | 51.36 |  | 0
19 | 7.5 |  | CABLE ROUTE MARKERS
| a | PSY 14 | Concrete cable route markers. | No | 18 |  | 0
19 | 7.6 |  | CABLE LADDER AND TRAY
|  | PSY 15 | OL55 duplex coating (exterior polyester) 3CR12 cable ladder including all accessories. mounted to concrete slabs / bio reactor railing.
| a | PSY 15 | 100mm cable ladder | m | 200 |  | 0
| b | PSY 15 | 200mm cable ladder | m | 200 |  | 0
| c | PSY 15 | 300mm cable ladder | m | 100 |  | 0
| d | PSY 15 | 500mm cable ladder | m | 50 |  | 0
| e | PSY 15 | 100mm 90o bends | No | 10 |  | 0
| f | PSY 15 | 200mm 90o bends | No | 10 |  | 0
| g | PSY 15 | 300mm 90o bends | No | 8 |  | 0
| h | PSY 15 | 500mm 90o bends | No | 8 |  | 0
|  |  | SUB-TOTAL CARRIED FORWARD |  |  |  | 0
|  |  | brought forward |  |  |  | 0
19 | 7.7 |  | SKIPS
|  | PSY 20 | Installation of limit / proximity switches, local stop / start stations, local IP65 manual skip control panel.
| a | PSY 20 | IP66, NO & NC, 6A, 230V AC limit switches including spring return roller lever. (Existing: ERSCE E300-00-FM) | No | 16 |  | 0
| b | PSY 20 | 230V 200/300mA proximity switches (Existing: Telemecanique XS1M30MA230) | No | 1 |  | 0
| c | PSY 5 &18 | IP65 emergency stop - start push button station for the traversing conveyor (To be installed onto the side of steel work). | No | 1 |  | 0
| d | PSY 5 &18 | IP65 emergency stop, left & right push button station for the positioning of the traversing conveyor as indicated on drawing 18056-73-12-120. (To be installed onto the side of steel work) | No | 1 |  | 0
| e | PSY 5 &18 | Installation of a local 3CR12 IP65 manual skip control panel as indicated on drawing 18056-73-12-120 (3 x field forward inch buttons & 3 x field reverse inch buttons for skips 1, 2 & 3) | No | 1 |  | 0
| f | PSY 5 &18 | 3CR12 support stand for the above item. | No | 1 |  | 0
19 | 7.8 |  | MOTOR STARTER DRIVES
| a | PSY 5 &8 | Removal of existing switchgear and wiring from existing MCC motor starter cubicles, and the installation of new wiring, cubicle door, chassis plate and switchgear for 3 x 2.2kW 3 phase DOL Skip Winch motor starter drives, and 1 x 2.2kW 3 phase DOL traversing conveyor position motor starter drive as indicated on drawing 18056-73-09-120 (GBS201, GBD201,GBD202 & GBD203) | No | 1 |  | 0
| b | PSY 5 &8 | Removal of existing switchgear and wiring from existing MCC motor starter cubicles, and the installation of new wiring, cubicle door, chassis plate and switchgear for the 2.2kW 3 phase DOL Grit Classifier motor starter drive as indicated on drawing 18056-73-12-123 (GCM201 & GCM202) | No | 2 |  | 0
| c | PSY 5 &8 | Removal of existing switchgear and wiring from existing MCC motor starter cubicles, and the installation of new wiring, cubicle door, chassis plate and switchgear for the 2.2kW 3 phase DOL Grit Classifier washer motor starter drive as indicated on drawing 18056-73-12-124 (GCW201 & GCW202) | No | 2 |  | 0
| d | PSY 5 &8 | Removal of existing switchgear and wiring from existing MCC motor starter cubicles, and the installation of new wiring, cubicle door, chassis plate and switchgear for the 2.2kW 3 phase DOL Grit Conveyor motor starter drive as indicated on drawing 18056-73-12-122 (GCY201 ) | No | 1 |  | 0
19 | 7.9 |  | ADDITIONAL WIRING, TERMINALS & SWITCHGEAR TO EXISTING MOTOR STARTER DRIVES
| a | PSY 5 | Single pole 6A circuit breaker, cubicle door test / normal push button (PB4), motor isolator relay (R2), local stop relay (R3) including all wiring and terminals to ensure that the 2 x PLC DI locked out and isolated signals are active. Note: The above can be referenced on the typical schematic 18056-73-12-110 | No | 1 |  | 0
19 | 7.1 |  | LOCAL EMERGENCY STOP STATIONS
| a | PSY 18 | Surface mounted IP65 emergency stop push buttons including IP65 enclosures for the skip motors. | No | 3 |  | 0
| b | PSY 18 | 3CR12 support stands for the above item. | No | 3 |  | 0
| c | PSY 18 | Local IP65 2.2kW 3 phase motor isolator / stop - start stations. | No | 9 |  | 0
| d | PSY 18 | 3CR12 support stands for the above item. | No | 9 |  | 0
19 | 7.11 |  | CIRCUIT BREAKER
| a | PSY 7 | Installation of circuit breakers into the existing HOW Module 2 MCC (for the existing misgund MCC) This item must include cut outs in the existing cubicle door for the circuit breaker toggles, circuit breaker yokes and wiring between the busbars and the circuit breakers. 200A 3 pole 15kA | No | 2 |  | 0
|  |  | SUB-TOTAL CARRIED FORWARD |  |  |  | 0
|  |  | brought forward |  |  |  | 0
| b | PSY 7 | Installation of circuit breakers into the existing HOW Module 2 MCC (for the new blower room MCC) This item must include cut outs in the existing cubicle door for the circuit breaker toggles, circuit breaker yokes and wiring between the busbars and the circuit breakers. 300A 3 pole 15kA | No | 2 |  | 0
19 | 8 |  | HoW MODULE 2 COARSE SCREENS
19 | 8.1 |  | LV CABLE
PVC/SWA/PVC copper conductor cables strapped to cable ladders or laid in trenches. (trenches, sleeves and cable terminations measured elsewhere).
| a | PSY 11 | 1.5mm2 x 7 core (12 x local motor isolators / stop - start stations) | m | 1745 |  | 0
| b | PSY 11 | 1.5mm2 x 3 core (3 x skips / bins 12 x limit switches) | m | 360 |  | 0
| c | PSY 11 | 1.5mm2 x 7 core (skips / bins) | m | 400 |  | 0
| d | PSY 11 | 1.5mm2 x 12 core (skips / bins) | m | 300 |  | 0
| e | PSY 11 | 1.5mm2 x 19 core (skips / bins) | m | 100 |  | 0
| f | PSY 11 | 1.5mm2 x 7 core (Local motor isolators) | m | 1260 |  | 0
| g | PSY 11 | 2.5mm2 x 4 core (Actuators) | m | 600 |  | 0
| h | PSY 11 | 2.5mm2 x 4 core (Motors) | m | 1305 |  | 0
19 | 8.2 |  | LV CABLE TERMINATION
PVC/SWA/PVC Exe corrosion guard cable glands (IP68) complete including conductor & earth termination, lugs, tapes, drilling etc
| a | PSY 11 | 1.5mm2 x 7 core (12 x local motor isolators / stop - start stations) | No | 24 |  | 0
| b | PSY 11 | 1.5mm2 x 3 core (3 x skips / bins 12 x limit switches) | No | 24 |  | 0
| c | PSY 11 | 1.5mm2 x 7 core (skips / bins) | No | 10 |  | 0
| d | PSY 11 | 1.5mm2 x 12 core (skips / bins) | No | 6 |  | 0
| e | PSY 11 | 1.5mm2 x 19 core (skips / bins) | No | 6 |  | 0
| f | PSY 11 | 1.5mm2 x 7 core (Local motor isolators) | No | 18 |  | 0
| g | PSY 11 | 2.5mm2 x 4 core (Actuators) | No | 10 |  | 0
| h | PSY 11 | 2.5mm2 x 4 core (Motors) | No | 36 |  | 0
19 | 8.3 |  | JUNCTION BOXES
PVC/SWA/PVC Exe 4 way ezee / fit junction box (IP68) complete including terminals, lugs, tapes, drilling etc (glands measured elsewhere).
| a | PSY 11 | 1mm2 x 3 core | No | 10 |  | 0
| b | PSY 11 | 1mm2 x 7 core | No | 10 |  | 0
| c | PSY 11 | 1mm2 x 12 core | No | 2 |  | 0
| d | PSY 11 | 1mm2 x 19 core | No | 2 |  | 0
19 | 8.4 |  | CABLE EXCAVATION
| a | PSY 16 | Pickable material | m3 | 74.4 |  | 0
| b | PSY 16 | Backfilling of cable trenches. | m3 | 74.4 |  | 0
19 | 8.5 |  | CABLE ROUTE MARKERS
| a | PSY 14 | Concrete cable route markers | No | 18 |  | 0
|  |  | SUB-TOTAL CARRIED FORWARD |  |  |  | 0
|  |  | brought forward |  |  |  | 0
19 | 8.6 |  | CABLE LADDER AND TRAY
|  | PSY 15 | OL55 duplex coating (exterior polyester) 3CR12 cable ladder including all accessories mounted to concrete slabs / bio reactor railing.
| a | PSY 15 | 100mm cable ladder | m | 200 |  | 0
| b | PSY 15 | 200mm cable ladder | m | 200 |  | 0
| c | PSY 15 | 300mm cable ladder | m | 100 |  | 0
| d | PSY 15 | 500mm cable ladder | m | 50 |  | 0
| e | PSY 15 | 100mm 90o bends | No | 10 |  | 0
| f | PSY 15 | 200mm 90o bends | No | 10 |  | 0
| g | PSY 15 | 300mm 90o bends | No | 8 |  | 0
| h | PSY 15 | 500mm 90o bends | No | 8 |  | 0
19 | 8.7 |  | SKIPS
|  | PSY 20 | Removal of existing limit / proximity switches, local stop / start stations, local skip control buttons and the replacement of these items.
| a | PSY 20 | IP66, NO & NC, 6A, 230V AC limit switches including spring return roller lever & 3CR12 mounting plates. (Existing: ERSCE E300-00-FM) | No | 16 |  | 0
| b | PSY 20 | 230V 200/300mA proximity switches (Existing: Telemecanique XS1M30MA230) | No | 1 |  | 0
| c | PSY 5 &18 | IP65 emergency stop - start push button station for the traversing conveyor (To be installed onto the side of existing steel work). | No | 1 |  | 0
| d | PSY 5 &18 | IP65 emergency stop, left & right push button station for the positioning of the traversing conveyor. (To be installed onto the side of existing steel work). | No | 1 |  | 0
| e | PSY 5 &18 | Replacement of the IP65 230V start buttons on the existing local manual skip control panel. | No | 6 |  | 0
| f | PSY 5 &18 | Replacement of the IP65 230V stop buttons on the existing local manual skip control panel. | No | 3 |  | 0
19 | 8.8 |  | ADDITIONAL WIRING, TERMINALS & SWITCHGEAR TO EXISTING MOTOR STARTER DRIVES
| a | PSY 5 | Single pole 6A circuit breaker, cubicle door test / normal push button (PB4), motor isolator relay (R2), local stop relay (R3) including all wiring and terminals to ensure that the 2 x PLC DI locked out and isolated signals are active. Note: The above can be referenced on the typical schematic 18056-73-12-110 | No | 5 |  | 0
19 | 8.9 |  | LOCAL EMERGENCY STOP STATIONS
| a | PSY 18 | Surface mounted IP65 emergency stop push buttons including IP65 enclosures. (Mounted on the side existing steel work). | No | 4 |  | 0
19 | 8.1 |  | LOCAL MOTOR ISOLATORS / STOP - START STATIONS
| a | PSY 19 | Local IP65 1.5kW 3 phase motor isolator / stop - start stations. | No | 3 |  | 0
| b | PSY 19 | 3CR12 support stands for the above item. | No | 3 |  | 0
| c | PSY 19 | Local IP65 2.2kW 3 phase motor isolator / stop - start stations. | No | 4 |  | 0
| d | PSY 19 | 3CR12 support stands for the above item. | No | 4 |  | 0
| e | PSY 19 | Local IP65 3kW 3 phase motor isolator / stop - start stations. | No | 2 |  | 0
| f | PSY 19 | 3CR12 support stands for the above item. | No | 2 |  | 0
|  |  | SUB-TOTAL CARRIED FORWARD |  |  |  | 0
|  |  | brought forward |  |  |  | 0
19 | 9 |  | EXISTING WASH WATER PUMP STATION
19 | 9.1 |  | MOTOR CONTROL CENTRE
| a | PSY 8 | Manufacture, supply and off loading of the Wash Water Pump Station MCC, including PLC marshalling tier as detailed in the specifications and drawings 18056-73-12-133, 134, 135, 136, 137, 138 & 139. | sum | 1 |  | 0
| b | PSY 8 | Disconnect and transport the existing Wash Water Pump Station MCC to the Electrical Workshop at Bushkoppie WwTW. | sum | 1 |  | 0
19 | 9.2 |  | OUTDOOR STANDBY EMERGENCY GENERATOR
| a | PSY 23 | 150kVA 400V standby emergeny generator including fuel tank, weather proof & sound proof enclosure as detailed in the specifications. | No | 1 |  | 0
19 | 9.3 |  | LV CABLE
|  | PSY 11 | PVC/SWA/PVC copper conductor cables strapped to cable ladders or laid in trenches. (trenches, sleeves and cable terminations measured elsewhere).
| a | PSY 11 | 1.5mm2 x 7 core (Local motor isolators) | m | 145 |  | 0
| b | PSY 11 | 2.5mm2 x 4 core (Actuators) | m | 270 |  | 0
| c | PSY 11 | 2.5mm2 x 4 core (Motors) | m | 37 |  | 0
| d | PSY 11 | 6mm2 x 4 core (Motors) | m | 84 |  | 0
| e | PSY 11 | 10mm2 x 4 core (Welding socket) | m | 10 |  | 0
| f | PSY 11 | 16mm2 x 4 core (Motors) | m | 63 |  | 0
| g | PSY 11 | 120mm2 x 4 core (MCC to generator) | m | 20 |  | 0
| h | PSY 11 | 70mm2 BCEW (MCC to generator) | m | 20 |  | 0
| i | PSY 11 | 120mm2 x 4 core (MCC to sub 0) | m | 120 |  | 0
| j | PSY 11 | 70mm2 BCEW (MCC to sub 0) | m | 120 |  | 0
19 | 9.4 |  | LV CABLE TERMINATION
PVC/SWA/PVC Exe corrosion guard cable glands (IP68) complete including conductor & earth termination, lugs, tapes, drilling etc
| a | PSY 11 | 1.5mm2 x 7 core (Local motor isolators) | No | 20 |  | 0
| b | PSY 11 | 2.5mm2 x 4 core (Actuators) | No | 6 |  | 0
| c | PSY 11 | 2.5mm2 x 4 core (Motors) | No | 12 |  | 0
| d | PSY 11 | 6mm2 x 4 core (Motors) | No | 16 |  | 0
| e | PSY 11 | 10mm2 x 4 core (Welding socket) | No | 2 |  | 0
| f | PSY 11 | 16mm2 x 4 core (Motors) | No | 12 |  | 0
| g | PSY 11 | 120mm2 x 4 core (MCC to generator) | No | 2 |  | 0
| h | PSY 11 | 70mm2 BCEW (MCC to generator) | No | 2 |  | 0
| i | PSY 11 | 120mm2 x 4 core (MCC to sub 0) | No | 2 |  | 0
| j | PSY 11 | 70mm2 BCEW (MCC to sub 0) | No | 2 |  | 0
19 | 9.5 |  | JUNCTION BOXES
PVC/SWA/PVC Exe 4 way ezee / fit junction box (IP68) complete including terminals, lugs, tapes, drilling etc (glands measured elsewhere).
| a | PSY 11 | 1.5mm2 x 7 core | No | 4 |  | 0
|  |  | SUB-TOTAL CARRIED FORWARD |  |  |  | 0
|  |  | brought forward |  |  |  | 0
19 | 9.6 |  | CABLE EXCAVATION
| a | PSY 16 | Pickable material | m3 | 28.8 |  | 0
| b | PSY 16 | Backfilling of cable trenches. | m3 | 28.8 |  | 0
19 | 9.7 |  | CABLE ROUTE MARKERS
| a | PSY 14 | Concrete cable route markers | No | 6 |  | 0
19 | 9.8 |  | CABLE LADDER AND TRAY
|  | PSY 15 | OL55 duplex coating (exterior polyester) 3CR12 cable ladder including all accessories mounted to concrete walls / slabs
| a | PSY 15 | 100mm cable ladder | m | 90 |  | 0
| b | PSY 15 | 200mm cable ladder | m | 90 |  | 0
| c | PSY 15 | 300mm cable ladder | m | 90 |  | 0
| d | PSY 15 | 500mm cable ladder | m | 90 |  | 0
| e | PSY 15 | 100mm 90o bends | No | 10 |  | 0
| f | PSY 15 | 200mm 90o bends | No | 10 |  | 0
| g | PSY 15 | 300mm 90o bends | No | 10 |  | 0
| h | PSY 15 | 500mm 90o bends | No | 10 |  | 0
19 | 9.9 |  | WIRE MESH CABLE TRAY
|  | PSY 15 | GS50 Gridspan / wire mesh duplex coating (exterior polyester) 3CR12 cable tray including all accessories mounted to concrete walls / slabs.
| a | PSY 15 | 50mm cable tray | m | 20 |  | 0
| b | PSY 15 | 50mm 90o bends | No | 4 |  | 0
19 | 9.1 |  | LEVEL PROBES
| a | PSY 5 | Level probes as indicated on drawing 18056-73-12-139 | sum | 1 |  | 0
19 | 9.11 |  | LOCAL EMERGENCY STOP STATIONS
| a | PSY 18 | Surface mounted IP65 emergency stop push buttons including IP65 enclosures. (Mounted on the side existing steel work). | No | 4 |  | 0
19 | 9.12 |  | MCC ROOM FAN ISOLATOR
| a | PSY3,4&5 | MCC Room 30A 3 phase pressurising fan surface isolator | No | 1 |  | 0
19 | 9.13 |  | MCC ROOM PRESSURISING FAN
|  | PSY3,4&5 | Room dimensions: L = 5550, W = 2500 & H = 2890mm. Dynamic Fan LDA 500mm axial flow fan or similar approved.
| a | PSY3,4&5 | 500mm 3 phase outdoor axial flow fan. | No | 1 |  | 0
| b | PSY3,4&5 | Outdoor removable filter including galvanised housing / ducting. | No | 1 |  | 0
| c | PSY3,4&5 | Outdoor galvanised cowl / 90 degree ducting bend. | No | 1 |  | 0
| d | PSY3,4&5 | Indoor galvanised louvre. | No | 1 |  | 0
19 | 9.14 |  | WELDING SOCKET
| a | PSY3&4 | Surface mounted 63A 5 round pin welding socket including male plug. | No | 1 |  | 0
19 | 9.15 |  | CIRCUIT BREAKER
|  | PSY 7 | Installation of a circuit breakers into the existing Substation 0 MCC. This item must include cut outs in the existing cubicle door for the circuit breaker toggles, circuit breaker yokes and wiring between the busbars and the circuit breakers.
| a | PSY 7 | 200A 3 pole 20kA | No | 1 |  | 0
|  |  | SUB-TOTAL CARRIED FORWARD |  |  |  | 0
|  |  | brought forward |  |  |  | 0
19 | 9.16 |  | LOCAL MOTOR ISOLATORS / STOP - START STATIONS
| a | PSY 19 | Local IP65 2.2kW 3 phase motor isolator / stop - start stations. | No | 1 |  | 0
| b | PSY 19 | 3CR12 support stands for the above item. | No | 1 |  | 0
| c | PSY 19 | Local IP65 11kW 3 phase motor isolator / stop - start stations. | No | 2 |  | 0
| d | PSY 19 | 3CR12 support stands for the above item. | No | 2 |  | 0
| e | PSY 19 | Local IP65 15kW 3 phase motor isolator / stop - start stations. | No | 2 |  | 0
| f | PSY 19 | 3CR12 support stands for the above item. | No | 2 |  | 0
| g | PSY 19 | Local IP65 30kW 3 phase motor isolator / stop - start stations. | No | 3 |  | 0
| h | PSY 19 | 3CR12 support stands for the above item. | No | 3 |  | 0
19 | 9.17 |  | FLOAT SWITCHES
|  | PSY3&4 | Installation of a float switch into existing outdoor galvanised wash water tank.
| a | PSY3&4 | Pear shaped float switch including 10m cable. | No | 1 |  | 0
19 | 9.18 |  | LUMINAIRES
| a | PSY 22 | Type C1, surface 1.2m 46W IP65 polycarbonate LED (natural white) luminaire. Beka Vapourline VLN LED 46W or similar approved. | No | 1 |  | 0
| b | PSY 22 | Type C2, surface 1.2m 46W IP65 polycarbonate LED (natural white) emergency luminaire (1 hour). Beka Vapourline VLN LED 46W (emergency version 1 hour) or similar approved. | No | 1 |  | 0
19 | 9.19 |  | CONDUIT
|  | PSY3,4&5 | Galvanised surface conduit installed onto brick walling including adaptors and all accessories.
| a | PSY3,4&5 | 20mm including galvanised draw wire. | m | 10 |  | 0
19 | 9.2 |  | CONDUIT ACCESSORIES
| a | PSY3,4&5 | Round 1 way galvanised conduit boxes including cover plates. | No | 4 |  | 0
| b | PSY3,4&5 | Round 3 way galvanised conduit boxes including cover plates. | No | 4 |  | 0
19 | 9.21 |  | SOCKET OUTLETS
| a | PSY3,4&5 | Surface mounted 16A duo switched socket outlets including 100 x 100 x 50mm boxes. | No | 1 |  | 0
19 | 9.22 |  | SWITCHES
| a | PSY3,4&5 | Surface mounted 1 lever 1 way 16A switch including 100 x 50 x 50mm box. | No | 1 |  | 0
19 | 9.23 |  | WIRING
|  | PSY3,4&5 | PVC insulated copper conductors drawn into PVC conduit.
| a | PSY3,4&5 | 1.5mm2 | m | 10 |  | 0
| b | PSY3,4&5 | 2.5mm2 | m | 10 |  | 0
19 | 9.24 |  | EARTH WIRING
|  | PSY3,4&5 | BCEW drawn into galvanised conduit.
| a | PSY3,4&5 | 2.5mm2 | m | 20 |  | 0
19 | 10 |  | MIXERS AT THE BIO REACTORS
19 | 10.1 |  | LV CABLE
PVC/SWA/PVC copper conductor cables strapped to cable ladders. (trenches, sleeves and cable terminations measured elsewhere)
| a | PSY 11 | 4mm2 x 4 core (motor cable) | m | 1200 |  | 0
|  |  | SUB-TOTAL CARRIED FORWARD |  |  |  | 0
|  |  | brought forward |  |  |  | 0
| b | PSY 11 | 6mm2 x 4 core (motor cable) | m | 1200 |  | 0
| c | PSY 11 | 1.5mm2 x 7 core (stop / start station) | m | 2400 |  | 0
19 | 10.2 |  | LV CABLE TERMINATION
|  | PSY 11 | PVC/SWA/PVC Exe corrosion guard cable glands (IP68) complete including conductor & earth termination, lugs, tapes, drilling etc
| a | PSY 11 | 4mm2 x 4 core (motor cable) | No | 32 |  | 0
| b | PSY 11 | 6mm2 x 4 core (motor cable) | No | 32 |  | 0
| c | PSY 11 | 1.5mm2 x 7 core (stop / start station) | No | 32 |  | 0
19 | 10.3 |  | CABLE EXCAVATION
|  | PSY3,4&16 | Expose existing mixer motor cables on the bio reactor bridges, removal of the existing cables and the installation of new weak cement mix once the new cables have been installed. (This will involve breaking of the existing cable trench cement covering and the removal of the cement).
| a | PSY3,4&16 | Cement covering for mixer motor cables between Screw Pump Station No 1 and the associated 4 mixer motors. | sum | 1 |  | 0
| b | PSY3,4&16 | Cement covering for mixer motor cables between Screw Pump Station No 2 and the associated 4 mixer motors. | sum | 1 |  | 0
| c | PSY3,4&16 | Cement covering for mixer motor cables between Screw Pump Station No 3 and the associated 4 mixer motors. | sum | 1 |  | 0
| d | PSY3,4&16 | Cement covering for mixer motor cables between Screw Pump Station No 4 and the associated 4 mixer motors. | sum | 1 |  | 0
19 | 10.4 |  | CABLE LADDER AND TRAY
|  | PSY 15 | OL55 duplex coating (exterior polyester) 3CR12 cable ladder including all accessories mounted to concrete slabs / bio reactor railing.
| a | PSY 15 | 200mm cable ladder | m | 720 |  | 0
| b | PSY 15 | 200mm 90o bends | m | 32 |  | 0
19 | 10.5 |  | LOCAL MOTOR ISOLATORS / STOP - START STATIONS
| a | PSY 19 | Local IP65 15kW 3 phase motor isolator / stop - start stations. | No | 16 |  | 0
| b | PSY 19 | 3CR12 support stands for the above item. | No | 16 |  | 0
19 | 10.6 |  | 15kW 3 PHASE DOL MIXER MOTOR STARTER DRIVES
| a | PSY 5 | Removal of existing switchgear and wiring from existing MCC mixer motor starter cubicles, and the installation of new wiring and switchgear as indicated on drawing 18056-73-12-145 | No | 16 |  | 0
19 | 11 |  | SECONDARY CLARIFIERS
19 | 11.1 |  | LV CABLE
|  | PSY 11 | PVC/SWA/PVC copper conductor cables strapped to cable ladders or laid in trenches. (trenches, sleeves and cable terminations measured elsewhere)
| a | PSY 11 | 2.5mm2 x 4 core (motor cable) | m | 1620 |  | 0
| b | PSY 11 | 1.5mm2 x 3 core (emergency stop) | m | 1620 |  | 0
19 | 19.11.2 |  | LV CABLE TERMINATION
PVC/SWA/PVC Exe corrosion guard cable glands (IP68) complete including conductor & earth termination, lugs, tapes, drilling etc
| a | PSY 11 | 2.5mm2 x 4 core (motor cable) | No | 48 |  | 0
| b | PSY 11 | 1.5mm2 x 3 core (emergency stop) | No | 48 |  | 0
|  |  | SUB-TOTAL CARRIED FORWARD |  |  |  | 0
|  |  | brought forward |  |  |  | 0
19 | 11.3 |  | CABLE EXCAVATION
| a | PSY 16 | Pickable material | m3 | 200 |  | 0
| b | PSY 16 | Backfilling of cable trenches. | m3 | 200 |  | 0
19 | 11.4 |  | CABLE ROUTE MARKERS
| a | PSY 14 | The supply and installation of concrete cable route markers | No | 24 |  | 0
19 | 11.5 |  | CABLE LADDER AND TRAY
|  | PSY 15 | OL55 duplex coating (exterior polyester) 3CR12 cable ladder including all accessories mounted to concrete slabs / bio reactor railing.
| a | PSY 15 | 200mm cable ladder | m | 120 |  | 0
| b | PSY 15 | 200mm 90o bends | m | 12 |  | 0
19 | 11.6 |  | LOCAL EMERGENCY STOP STATIONS
| a | PSY 18 | Surface mounted IP65 emergency stop push buttons including IP65 enclosures. (Mounted on the side of rotating bridge). | No | 12 |  | 0
19 | 11.7 |  | 0.55kW 3 PHASE DOL CLARIFIER MOTOR STARTER DRIVES
| a | PSY 5 | Removal of existing switchgear and wiring from existing MCC clarifier motor starter cubicles, and the installation of new wiring and switchgear as indicated on drawing 18056-73-12-146 | No | 16 |  | 0
19 | 12 |  | LIME PLANT
19 | 12.1 |  | LV CABLE
|  | PSY 11 | PVC/SWA/PVC copper conductor cables strapped to cable ladders or laid in trenches. (trenches, sleeves and cable terminations measured elsewhere).
| a | PSY 11 | 1.5mm2 x 7 core (Screw conveyors stop / start stations) | m | 100 |  | 0
| b | PSY 11 | 1.5mm2 x 7 core (Lime mixers stop / start stations) | m | 100 |  | 0
| c | PSY 11 | 2.5mm2 x 4 core (Screw conveyor motors) | m | 100 |  | 0
| d | PSY 11 | 2.5mm2 x 4 core (Lime mixer motors) | m | 100 |  | 0
19 | 12.2 |  | LV CABLE TERMINATION
|  | PSY 11 | PVC/SWA/PVC Exe corrosion guard cable glands (IP68) complete including conductor & earth termination, lugs, tapes, drilling etc
| a | PSY 11 | 1.5mm2 x 7 core (Screw conveyors stop / start stations) | No | 2 |  | 0
| b | PSY 11 | 1.5mm2 x 7 core (Lime mixers stop / start stations)
| c | PSY 11 | 2.5mm2 x 4 core (Screw conveyor motors) | No | 4 |  | 0
| d | PSY 11 | 2.5mm2 x 4 core (Lime mixer motors) | No | 4 |  | 0
19 | 12.3 |  | JUNCTION BOXES
PVC/SWA/PVC Exe 4 way ezee / fit junction box (IP68) complete including terminals, lugs, tapes, drilling etc (glands measured elsewhere).
| a | PSY 11 | 1mm2 x 7 core | No | 4 |  | 0
19 | 12.4 |  | CABLE EXCAVATION
| a | PSY 16 | Pickable material | m3 | 10 |  | 0
| b | PSY 16 | Backfilling of cable trenches. | m3 | 10 |  | 0
19 | 12.5 |  | CABLE ROUTE MARKERS
| a | PSY 14 | The supply and installation of concrete cable route markers | No | 4 |  | 0
|  |  | SUB-TOTAL CARRIED FORWARD |  |  |  | 0
|  |  | brought forward |  |  |  | 0
19 | 12.6 |  | CABLE LADDER AND TRAY
|  | PSY 15 | OL55 duplex coating (exterior polyester) 3CR12 cable ladder including all accessories mounted to concrete slabs / bio reactor railing.
| a | PSY 15 | 100mm cable ladder | m | 20 |  | 0
| b | PSY 15 | 200mm cable ladder | m | 20 |  | 0
| c | PSY 15 | 300mm cable ladder | m | 20 |  | 0
| d | PSY 15 | 100mm 90o bends | No | 2 |  | 0
| e | PSY 15 | 200mm 90o bends | No | 2 |  | 0
| f | PSY 15 | 300mm 90o bends | No | 2 |  | 0
19 | 12.7 |  | MOTOR STARTER DRIVES
| a | PSY 5 | Removal of existing switchgear and wiring from existing MCC motor starter cubicles, and the installation of new wiring, cubicle door, chassis plate and switchgear for the 1.1kW 3 phase DOL Screw Conveyor motor starter drive as indicated on drawing 18056-73-12-147 (SCV001 & SCV002) | No | 2 |  | 0
| b | PSY 5 | Removal of existing switchgear and wiring from existing MCC motor starter cubicles, and the installation of new wiring, cubicle door, chassis plate and switchgear for the 2.2kW 3 phase DOL Lime Mixer motor starter drive as indicated on drawing 18056-73-12-148 (MIX001 & MIX002) | No | 2 |  | 0
19 | 12.8 |  | LOCAL MOTOR ISOLATORS / STOP - START STATIONS
| a | PSY 19 | Local IP65 1.1kW 3 phase motor isolator / stop - start stations. | No | 2 |  | 0
| b | PSY 19 | 3CR12 support stands for the above item. | No | 2 |  | 0
| c | PSY 19 | Local IP65 2.2kW 3 phase motor isolator / stop - start stations. | No | 2 |  | 0
| d | PSY 19 | 3CR12 support stands for the above item. | No | 2 |  | 0
19 | 13 |  | NEW HOW BLOWER ROOM
19 | 13.1 |  | MOTOR CONTROL CENTRE
| a | PSY5&8 | Manufacture, supply and off loading of the HOW New Blower Room MCC, including PLC marshalling tier as detailed in the specifications and drawings 18056-73-12-127, 128, 129, 130, 131 & 132. | sum | 1 |  | 0
19 | 13.2 |  | INDOOR STANDBY EMERGENCY GENERATOR.
| a | PSY 23 | 200kVA 400V standby emergeny generator including automatic change over panel, day tank, filling accessories, transfer pumps, sound attenuated exhaust as detailed in the specifications. | sum | 1 |  | 0
| b | PSY 23 | Sound attenuated inlet and outlet louvres, and ducting between the radiator and outlet louvre. (louvres will be built into brick walling by others). | sum | 1 |  | 0
| c | PSY 12&23 | Control cabling between the generator's change over panel and the change over switchgear mounted inside the HOW New Blower Room MCC. | sum | 1 |  | 0
Notes:
|  | PSY 5 | Tenderes to note that the size of the generator room is indicated on Civil drawing 18056-73-09-110
19 | 13.3 |  | LV CABLE
|  | PSY 11 | PVC/SWA/PVC copper conductor cables strapped to cable ladders or laid in trenches. (trenches, sleeves and cable terminations measured elsewhere).
| a | PSY 11 | 1.5mm2 x 7 core (Local motor isolators) | m | 339 |  | 0
| b | PSY 11 | 2.5mm2 x 4 core (Actuators) | m | 220 |  | 0
|  |  | SUB-TOTAL CARRIED FORWARD |  |  |  | 0
|  |  | brought forward |  |  |  | 0
| c | PSY 11 | 2.5mm2 x 4 core (Motors) | m | 8 |  | 0
| d | PSY 11 | 6mm2 x 4 core (Motors) | m | 202 |  | 0
| e | PSY 11 | 10mm2 x 4 core (Motors) | m | 200 |  | 0
| f | PSY 11 | 10mm2 x 4 core (63A Welding Socket) | m | 10 |  | 0
19 | 13.4 |  | LV CABLE TERMINATION
|  | PSY 11 | PVC/SWA/PVC Exe corrosion guard cable glands (IP68) complete including conductor & earth termination, lugs, tapes, drilling etc
| a | PSY 11 | 1.5mm2 x 7 core (Local motor isolators) | No | 30 |  | 0
| b | PSY 11 | 2.5mm2 x 4 core (Actuators) | No | 4 |  | 0
| c | PSY 11 | 2.5mm2 x 4 core (Motors) | No | 4 |  | 0
| d | PSY 11 | 6mm2 x 4 core (Motors) | No | 40 |  | 0
| e | PSY 11 | 10mm2 x 4 core (Motors) | No | 16 |  | 0
| f | PSY 11 | 10mm2 x 4 core (63A Welding Socket) | No | 2 |  | 0
19 | 13.5 |  | JUNCTION BOXES
|  | PSY 11 | PVC/SWA/PVC Exe 4 way ezee / fit junction box (IP68) complete including terminals, lugs, tapes, drilling etc (glands measured elsewhere).
| a | PSY 11 | 1.5mm2 x 7 core | No | 4 |  | 0
19 | 13.6 |  | CABLE EXCAVATION
| a | PSY 16 | Pickable material | m3 | 48 |  | 0
| b | PSY 16 | Backfilling of cable trenches. | m3 | 48 |  | 0
19 | 13.7 |  | CABLE ROUTE MARKERS
| a | PSY 14 | Concrete cable route markers | No | 6 |  | 0
19 | 13.8 |  | CABLE LADDER AND TRAY
|  | PSY 15 | OL55 duplex coating (exterior polyester) 3CR12 cable ladder including all accessories mounted to concrete walls / slabs
| a | PSY 15 | 100mm cable ladder | m | 90 |  | 0
| b | PSY 15 | 200mm cable ladder | m | 90 |  | 0
| c | PSY 15 | 300mm cable ladder | m | 90 |  | 0
| d | PSY 15 | 500mm cable ladder | m | 90 |  | 0
| e | PSY 15 | 100mm 90o bends | No | 10 |  | 0
| f | PSY 15 | 200mm 90o bends | No | 10 |  | 0
| g | PSY 15 | 300mm 90o bends | No | 10 |  | 0
| h | PSY 15 | 500mm 90o bends | No | 10 |  | 0
19 | 13.9 |  | WIRE MESH CABLE TRAY
|  | PSY 15 | GS50 Gridspan / wire mesh duplex coating (exterior polyester) 3CR12 cable tray including all accessories mounted to concrete walls / slabs.
| a | PSY 15 | 50mm cable tray | m | 20 |  | 0
| b | PSY 15 | 50mm 90o bends | No | 4 |  | 0
|  |  | SUB-TOTAL CARRIED FORWARD |  |  |  | 0
|  |  | brought forward |  |  |  | 0
19 | 13.1 |  | LOCAL EMERGENCY STOP STATIONS
| a | PSY 18 | Surface mounted IP65 emergency stop push buttons including IP65 enclosures. (Mounted on the side existing steel work). | No | 4 |  | 0
19 | 13.11 |  | MCC ROOM FAN ISOLATOR
| a | PSY3,4&5 | MCC Room 30A 3 phase pressurising fan surface isolator | No | 1 |  | 0
19 | 13.12 |  | MCC ROOM PRESSURISING FAN
|  | PSY3,4&5 | Room dimensions: L = 5700, W = 3505 & H = 3995mm. Dynamic Fan LDA 500mm axial flow fan or similar approved.
| a | PSY3,4&5 | 500mm 3 phase outdoor axial flow fan. | No | 1 |  | 0
| b | PSY3,4&5 | Outdoor removable filter including galvanised housing / ducting. | No | 1 |  | 0
| c | PSY3,4&5 | Outdoor galvanised cowl / 90 degree ducting bend. | No | 1 |  | 0
| d | PSY3,4&5 | Indoor galvanised louvre. | No | 1 |  | 0
19 | 13.13 |  | WELDING SOCKET
| a | PSY3&4 | Surface mounted 63A 5 round pin welding socket including male plug. | No | 1 |  | 0
19 | 13.14 |  | CIRCUIT BREAKER
|  | PSY 7 | Installation of a circuit breakers into the existing Substation 3 MCC. This item must include cut outs in the existing cubicle door for the circuit breaker toggles, circuit breaker yokes and wiring between the busbars and the circuit breakers.
| a | PSY 7 | 250A 3 pole 15kA | No | 1 |  | 0
19 | 13.15 |  | LOCAL MOTOR ISOLATORS / STOP - START STATIONS
| a | PSY 19 | Local IP65 15kW 3 phase motor isolator / stop - start stations. | No | 10 |  | 0
| b | PSY 19 | 3CR12 support stands for the above item. | No | 10 |  | 0
| c | PSY 19 | Local IP65 22kW 3 phase motor isolator / stop - start stations. | No | 4 |  | 0
| d | PSY 19 | 3CR12 support stands for the above item. | No | 4 |  | 0
19 | 13.16 |  | LUMINAIRES
| a | PSY 22 | Type B1, surface 18W IP65 LED (natural white) outdoor bulkhead.
|  |  | Beka Bulk LED 18W or similar approved. | No | 6 |  | 0
| b | PSY 22 | Type C1, surface 1.2m 46W IP65 polycarbonate LED (natural white) luminaire.
|  |  | Beka Vapourline VLN LED 46W or similar approved. | No | 8 |  | 0
| c | PSY 22 | Type C2, surface 1.2m 46W IP65 polycarbonate LED (natural white) emergency luminaire (1 hour).
|  |  | Beka Vapourline VLN LED 46W (emergency version 1 hour) or similar approved. | No | 4 |  | 0
19 | 13.17 |  | CONDUIT
| a | PSY3,4&5 | PVC conduit chased into brick including adaptors and all accessories. 20mm including galvanised draw wire. | m | 20 |  | 0
| b | PSY3,4&5 | PVC conduit cast into floor slab including adaptors and all accessories. 20mm including galvanised draw wire. | m | 20 |  | 0
| c | PSY3,4&5 | PVC conduit installed into suspended ceilings including adaptors and all accessories. 20mm including galvanised draw wire. | m | 40 |  | 0
19 | 13.18 |  | CONDUIT ACCESSORIES
| a | PSY3,4&5 | Round PVC conduit back entry boxes. | No | 20 |  | 0
| b | PSY3,4&5 | Round 4 way PVC conduit boxes including cover plate. | No | 2 |  | 0
| c | PSY3,4&5 | Flush 100 x 50 x 50mm conduit box including cover plate. | No | 2 |  | 0
| d | PSY3,4&5 | Flush 100 x 100 x 50mm conduit box including cover plate. | No | 2 |  | 0
|  |  | SUB-TOTAL CARRIED FORWARD |  |  |  | 0
|  |  | brought forward |  |  |  | 0
19 | 13.19 |  | SOCKET OUTLETS
| a | PSY3,4&5 | Flush mounted 16A single switched socket outlets including 100 x 100 x 50mm boxes. | No | 3 |  | 0
| b | PSY3,4&5 | Flush mounted 16A duo switched socket outlets including 100 x 100 x 50mm boxes. | No | 1 |  | 0
19 | 13.2 |  | PHOTO CELL
| a | PSY3,4&5 | Royce Thompson photo cell including conduit box. | No | 1 |  | 0
19 | 13.21 |  | SWITCHES
| a | PSY3,4&5 | Flush mounted 1 lever 1 way 16A switch including 100 x 50 x 50mm box. | No | 2 |  | 0
19 | 13.22 |  | WIRING
PVC insulated copper conductors drawn into PVC conduit.
| a | PSY3,4&5 | 1.5mm2 | m | 100 |  | 0
| b | PSY3,4&5 | 2.5mm2 | m | 50 |  | 0
19 | 13.23 |  | EARTH WIRING
|  | PSY3,4&5 | BCEW drawn into PVC conduit.
| a | PSY3,4&5 | 2.5mm2 | m | 150 |  | 0
19 | 14 |  | NEW WASH WATER FILTER STATION
19 | 14.1 |  | MOTOR CONTROL CENTRE
| a | PSY 8 | Manufacture, supply and off loading of the New Wash Water Filter Station MCC, including PLC marshalling tier as detailed in the specifications and drawings 18056-73-12-140, 141, 142, 143 & 144. | sum | 1 |  | 0
19 | 14.2 |  | LV CABLE
|  | PSY 11 | PVC/SWA/PVC copper conductor cables strapped to cable ladders or laid in trenches. (trenches, sleeves and cable terminations measured elsewhere).
| a | PSY 11 | 1.5mm2 x 7 core (Local motor isolators) | m | 84 |  | 0
| b | PSY 11 | 2.5mm2 x 4 core (Actuators) | m | 270 |  | 0
| c | PSY 11 | 2.5mm2 x 4 core (Motors) | m | 27 |  | 0
| d | PSY 11 | 6mm2 x 4 core (motors) | m | 80 |  | 0
| e | PSY 11 | 95mm2 x 4 core (MCC to Substation No 0) | m | 200 |  | 0
| f | PSY 11 | 95mm2 BCEW (MCC to Substation No 0) | m | 200 |  | 0
19 | 14.3 |  | LV CABLE TERMINATION
|  | PSY 11 | PVC/SWA/PVC Exe corrosion guard cable glands (IP68) complete including conductor & earth termination, lugs, tapes, drilling etc
| a | PSY 11 | 1.5mm2 x 7 core (Local motor isolators) | No | 12 |  | 0
| b | PSY 11 | 2.5mm2 x 4 core (Actuators) | No | 6 |  | 0
| c | PSY 11 | 2.5mm2 x 4 core (Motors) | No | 8 |  | 0
| d | PSY 11 | 6mm2 x 4 core (motors) | No | 16 |  | 0
| e | PSY 11 | 95mm2 x 4 core (MCC to Substation No 0) | No | 2 |  | 0
| f | PSY 11 | 95mm2 BCEW (MCC to Substation No 0) | No | 2 |  | 0
|  |  | SUB-TOTAL CARRIED FORWARD |  |  |  | 0
|  |  | brought forward |  |  |  | 0
19 | 14.4 |  | JUNCTION BOXES
PVC/SWA/PVC Exe 4 way ezee / fit junction box (IP68) complete including terminals, lugs, tapes, drilling etc (glands measured elsewhere).
| a | PSY 11 | 1.5mm2 x 7 core | No | 4 |  | 0
19 | 14.5 |  | CABLE EXCAVATION
| a | PSY 16 | Pickable material | m3 | 48 |  | 0
| b | PSY 16 | Backfilling of cable trenches. | m3 | 48 |  | 0
19 | 14.6 |  | CABLE ROUTE MARKERS
| a | PSY 14 | Concrete cable route markers | No | 6 |  | 0
19 | 14.7 |  | CABLE LADDER AND TRAY
|  | PSY 15 | OL55 duplex coating (exterior polyester) 3CR12 cable ladder including all accessories mounted to concrete walls / slabs
| a | PSY 15 | 100mm cable ladder | m | 90 |  | 0
| b | PSY 15 | 200mm cable ladder | m | 90 |  | 0
| c | PSY 15 | 300mm cable ladder | m | 90 |  | 0
| d | PSY 15 | 500mm cable ladder | m | 90 |  | 0
| e | PSY 15 | 100mm 90o bends | No | 10 |  | 0
| f | PSY 15 | 200mm 90o bends | No | 10 |  | 0
| g | PSY 15 | 300mm 90o bends | No | 10 |  | 0
| h | PSY 15 | 500mm 90o bends | No | 10 |  | 0
19 | 14.8 |  | WIRE MESH CABLE TRAY
GS50 Gridspan / wire mesh duplex coating (exterior polyester) 3CR12 cable tray including all accessories mounted to concrete walls / slabs.
| a | PSY 15 | 50mm cable tray | m | 20 |  | 0
| b | PSY 15 | 50mm 90o bends | No | 4 |  | 0
19 | 14.9 |  | LEVEL PROBES
| a | PSY 5 | Level probes as indicated on drawing 18056-73-12-144 | sum | 1 |  | 0
19 | 14.1 |  | LOCAL EMERGENCY STOP STATIONS
| a | PSY 18 | Surface mounted IP65 emergency stop push buttons including IP65 enclosures. (Mounted on the side existing steel work). | No | 4 |  | 0
19 | 14.11 |  | MCC ROOM FAN ISOLATOR
| a | PSY3,4&5 | MCC Room 30A 3 phase pressurising fan surface isolator | No | 1 |  | 0
19 | 14.12 |  | MCC ROOM PRESSURISING FAN
|  | PSY3,4&5 | Room dimensions: L = 7695, W = 3000 & H = 3000mm. Dynamic Fan LDA 500mm axial flow fan or similar approved.
| a | PSY3,4&5 | 500mm 3 phase outdoor axial flow fan. | No | 1 |  | 0
| b | PSY3,4&5 | Outdoor removable filter including galvanised housing / ducting. | No | 1 |  | 0
| c | PSY3,4&5 | Outdoor galvanised cowl / 90 degree ducting bend. | No | 1 |  | 0
| d | PSY3,4&5 | Indoor galvanised louvre. | No | 1 |  | 0
|  |  | SUB-TOTAL CARRIED FORWARD |  |  |  | 0
|  |  | brought forward |  |  |  | 0
19 | 14.13 |  | WELDING SOCKET
| a | PSY3&4 | Surface mounted 63A 5 round pin welding socket including male plug. | No | 1 |  | 0
19 | 14.14 |  | CIRCUIT BREAKER
|  | PSY 7 | Installation of a circuit breakers into the existing Substation 0 MCC. This item must include cut outs in the existing cubicle door for the circuit breaker toggles, circuit breaker yokes and wiring between the busbars and the circuit breakers.
| a | PSY 7 | 200A 3 pole 20kA | No | 1 |  | 0
19 | 14.15 |  | LOCAL MOTOR ISOLATORS / STOP - START STATIONS
| a | PSY 19 | Local IP65 2.2kW 3 phase motor isolator / stop - start stations. | No | 1 |  | 0
| b | PSY 19 | 3CR12 support stands for the above item. | No | 1 |  | 0
| c | PSY 19 | Local IP65 11kW 3 phase motor isolator / stop - start stations. | No | 2 |  | 0
| d | PSY 19 | 3CR12 support stands for the above item. | No | 2 |  | 0
| e | PSY 19 | Local IP65 15kW 3 phase motor isolator / stop - start stations. | No | 2 |  | 0
| f | PSY 19 | 3CR12 support stands for the above item. | No | 2 |  | 0
19 | 14.16 |  | LUMINAIRES
| a | PSY 22 | Type B1, surface 18W IP65 LED (natural white) outdoor bulkhead.
|  | PSY 22 | Beka Bulk LED 18W or similar approved. | No | 8 |  | 0
| b | PSY 22 | Type C1, surface 1.2m 46W IP65 polycarbonate LED (natural white) luminaire. Beka Vapourline VLN LED 46W or similar approved. | No | 12 |  | 0
| c | PSY 22 | Type C2, surface 1.2m 46W IP65 polycarbonate LED (natural white) emergency luminaire (1 hour). Beka Vapourline VLN LED 46W (emergency version 1 hour) or similar approved. | No | 4 |  | 0
19 | 14.17 |  | CONDUIT
|  | PSY3,4&5 | PVC conduit chased into brick including adaptors and all accessories.
| a | PSY3,4&5 | 20mm including galvanised draw wire. | m | 20 |  | 0
|  | PSY3,4&5 | PVC conduit cast into floor slab including adaptors and all accessories.
| b | PSY3,4&5 | 20mm including galvanised draw wire. | m | 30 |  | 0
|  | PSY3,4&5 | PVC conduit installed into suspended ceilings including adaptors and all accessories.
| c | PSY3,4&5 | 20mm including galvanised draw wire. | m | 30 |  | 0
19 | 14.18 |  | CONDUIT ACCESSORIES
| a | PSY3,4&5 | Round PVC conduit back entry boxes. | No | 24 |  | 0
| b | PSY3,4&5 | Round 4 way PVC conduit boxes including cover plate. | No | 2 |  | 0
| c | PSY3,4&5 | Flush 100 x 50 x 50mm conduit box including cover plate. | No | 2 |  | 0
| d | PSY3,4&5 | Flush 100 x 100 x 50mm conduit box including cover plate. | No | 2 |  | 0
19 | 14.19 |  | SOCKET OUTLETS
| a | PSY3,4&5 | Flush mounted 16A single switched socket outlets including 100 x 100 x 50mm boxes. | No | 3 |  | 0
| b | PSY3,4&5 | Flush mounted 16A duo switched socket outlets including 100 x 100 x 50mm boxes. | No | 1 |  | 0
|  |  | SUB-TOTAL CARRIED FORWARD |  |  |  | 0
|  |  | brought forward |  |  |  | 0
19 | 14.2 |  | PHOTO CELL
| a | PSY3,4&5 | Royce Thompson photo cell including conduit box. | No | 1 |  | 0
19 | 14.21 |  | SWITCHES
| a | PSY3,4&5 | Flush mounted 1 lever 2 way 16A switch including 100 x 50 x 50mm box. | No | 4 |  | 0
19 | 14.22 |  | WIRING
|  | PSY3,4&5 | PVC insulated copper conductors drawn into PVC conduit.
| a | PSY3,4&5 | 1.5mm2 | m | 150 |  | 0
| b | PSY3,4&5 | 2.5mm2 | m | 75 |  | 0
19 | 14.23 |  | EARTH WIRING
|  | PSY3,4&5 | BCEW drawn into PVC conduit.
| a | PSY3,4&5 | 2.5mm2 | m | 225 |  | 0
19 | 15 |  | PROVISIONAL SUMS FOR REFURBISHMENT OF EXISTING ELECTRICAL EQUIPMENT
19 | 15.1 |  | PST's Electrical refurbishment | Prov. Sum | 1 | 2000000 | 2000000
19 | 15.2 |  | Fermenters Electrical refurbishment | Prov. Sum | 1 | 1000000 | 1000000
19 | 15.3 |  | Primary Sludge Pumps (1to3) Refurbishment | Prov. Sum | 1 | 1500000 | 1500000
19 | 15.4 |  | Fermented Sludge Pumps Refurbishment | Prov. Sum | 1 | 500000 | 500000
19 | 15.5 |  | Lime Clarifier Electrical refurbishment | Prov. Sum | 1 | 2000000 | 2000000
19 | 15.6 |  | Allowance for work at existing infrastructure | Prov. Sum | 1 | 1969720 | 1969720
|  |  | TOTAL FOR SECTION 19 (Carried to Summary) |  |  |  | 8969720

## 20 - C&I
SECTION 20 - CONTROL & INSTRUMENTATION
SECTION NO | ITEM NO | PAYMENT CLAUSE | DESCRIPTION | UNIT | QTY | RATE | AMOUNT
20 |  |  | CONTROL AND INSTRUMENTATION
20 | 1 |  | HEAD OF WORKS - UNIT 1
| A |  | Supply and delivery of Instrumentation
20 | 1.1 | 3.1.1 and 3.1.3.1 | Ultrasonic Flow meter - Flume | Each | 2 |  | 0
20 | 1.2 | 3.1.4 | Instrument junction boxes for flume flow meter complete with field brackets, supports, terminals, surge protection etc | Each | 2 |  | 0
20 | 1.3 | 3.1.1 and 3.1.3.2 | Ultrasonic level meter | Each | 7 |  | 0
20 | 1.4 | 3.1.4 | Instrument junction box for ultrasonic level meters complete with field brackets, supports, terminals, surge protection etc | Each | 7 |  | 0
20 | 1.5 | 3.1.1 | Pressure Meter (Priced in the mechanical section)
20 | 1.6 | 3.1.4 | Instrument junction box for pressure meter complete with field brackets, supports, terminals, surge protection etc | Each | 6 |  | 0
20 | 1.7 | 3.1.1 and 3.1.3.1 | Flow meter - Clamp-on (for pipes up to 300mm dia.) | Each | 1 |  | 0
20 | 1.8 | 3.1.4 | Instrument junction box for clamp-on flow meter complete with field brackets, supports, terminals, surge protection etc | Each | 1 |  | 0
20 | 1.9 | 3.1.1 | Compressor high pressure switch (Priced in the mechanical section)
20 | 1.1 | 3.1.1 | Compressor low pressure switch (Priced in the mechanical section)
20 | 1.11 | 3.1.4 | Terminal box for pressure switches complete with field brackets, supports, terminals, etc. | Each | 2 |  | 0
20 | 1.12 | 3.1.1 and 3.1.3.5 | Instrument box for indication station (Fitted with terminals, pilot lamps and labels) | Each | 4 |  | 0
20 | 1.13 | 3.1.1 | Low level switch | Each | 1 |  | 0
20 | 1.14 | 3.1.4 | Terminal box for level switch complete with field brackets, supports, terminals, surge protection etc | Each | 1 |  | 0
20 | 1.15 | 3.1.2 | Modulating actuated valve (Priced in the mechanical section)
20 | 1.16 | 3.1.4 | Instrument control panel for modulating valve complete with field brackets, supports, terminals, surge protection etc | Each | 1 |  | 0
20 | 1.17 | 3.1.2 | Open-close actuated valve (Priced in the mechanical section)
20 | 1.18 | 3.1.4 | Instrument control panel for open-close valve complete with field brackets, supports, terminals, surge protection etc | Each | 18 |  | 0
20 | 1.19 | 3.1.2 | Diverter gate actuator (Priced in the mechanical section)
20 | 1.2 | 3.1.4 | Instrument control panel for diverter gate actuator complete with field brackets, supports, terminals, surge protection etc | Each | 2 |  | 0
20 | 1.21 | 3.1.2 | 230VAC Solenoid valve (Priced in the mechanical section)
20 | 1.22 | 3.1.4 | Terminal box for solenoid valve complete with field brackets, supports, terminals, etc | Each | 36 |  | 0
20 | 1.23 | 2.2.2.1 | Unit 1 Head of Works PLC panel complete with circuit breakers, terminals, SPDs,PLC hardware etc. | Each | 1 |  | 0
| B |  | C&I CABLING
Supply and delivery of C&I Cable (Orange):
20 | 1.24 | 3.1.5 | 1.5 mm², 37-core PVC, SWA, PVC, PVC, Cu | m | 420 |  | 0
20 | 1.25 | 3.1.5 | 1.5 mm², 12-core PVC, SWA, PVC, PVC, Cu | m | 7531 |  | 0
20 | 1.26 | 3.1.5 | 1.5 mm², 7-core PVC, SWA, PVC, PVC, Cu | m | 1 |  | 0
20 | 1.27 | 3.1.5 | 1.5 mm², 4-core PVC, SWA, PVC, PVC, Cu | m | 9853 |  | 0
20 | 1.28 | 3.1.5 | 1.5 mm², 3-core PVC, SWA, PVC, PVC, Cu | m | 8174 |  | 0
|  |  | SUB-TOTAL CARRIED FORWARD |  |  |  | 0
|  |  | brought forward |  |  |  | 0
.
20 | 1.29 | 3.1.5 | 2.5 mm², 3-core PVC, SWA, PVC, PVC, Cu | m | 3560 |  | 0
.
20 | 1.3 | 3.1.5 | 2-pair, 0.5 mm2, PVC, SWA, PVC, IOS | m | 4386 |  | 0
20 | 1.31 | 3.1.5 | 4-pair, 0.5 mm2, PVC, SWA, PVC, IOS | m | 227 |  | 0
20 | 1.32 | 3.1.5 | 12-pair, 0.5 mm2, PVC, SWA, PVC, IOS | m | 1 |  | 0
20 | 1.33 | 3.1.5 | Certified CAT-6 Cable | m | 15 |  | 0
| C |  | C&I CABLE RACKING
Supply and delivery of C&I cable racking:
20 | 1.34 | 3.1.5 | 1000mm wide cable rack | m | 1 |  | 0
20 | 1.35 | 3.1.5 | 800mm wide cable rack | m | 1 |  | 0
20 | 1.36 | 3.1.5 | 600mm wide cable rack | m | 1 |  | 0
20 | 1.37 | 3.1.5 | 300mm wide cable rack | m | 60 |  | 0
20 | 1.38 | 3.1.5 | 150mm wide cable rack | m | 50 |  | 0
20 | 1.39 | 3.1.5 | 1000mm T-pieces | Each | 1 |  | 0
20 | 1.4 | 3.1.5 | 1000mm 90degree bends | Each | 1 |  | 0
20 | 1.41 | 3.1.5 | 800mm T-pieces | Each | 1 |  | 0
20 | 1.42 | 3.1.5 | 800mm 90degree bends | Each | 1 |  | 0
20 | 1.43 | 3.1.5 | 600mm T-pieces | Each | 1 |  | 0
20 | 1.44 | 3.1.5 | 600mm 90degree bends | Each | 1 |  | 0
20 | 1.45 | 3.1.5 | 300mm T-pieces | Each | 1 |  | 0
20 | 1.46 | 3.1.5 | 300mm 90degree bends | Each | 1 |  | 0
20 | 1.47 | 3.1.5 | 150mm T-pieces | Each | 1 |  | 0
20 | 1.48 | 3.1.5 | 150mm 90degree bends | Each | 1 |  | 0
| D |  | INSTALL, TEST AND COMMISSION OF INSTRUMENTATION WORKS
Installation Testing And Commissioning Of Instrumentation - Unit 1 Head of Works
20 | 1.49 | 3.1.1 and 3.1.3.1 | Ultrasonic Flow meter - Flume | Each | 2 |  | 0
20 | 1.5 | 3.1.4 | Instrument junction boxes for flume flow meter complete with field brackets, supports, terminals, surge protection etc | Each | 2 |  | 0
20 | 1.51 | 3.1.1 and 3.1.3.2 | Ultrasonic level meter | Each | 7 |  | 0
20 | 1.52 | 3.1.4 | Instrument junction box for ultrasonic level meters complete with field brackets, supports, terminals, surge protection etc | Each | 7 |  | 0
20 | 1.53 | 3.1.1 | Pressure Meter
20 | 1.54 | 3.1.4 | Instrument junction box for pressure meter complete with field brackets, supports, terminals, surge protection etc | Each | 6 |  | 0
20 | 1.55 | 3.1.1 and 3.1.3.1 | Flow meter - Clamp-on (for pipes up to 300mm dia.) | Each | 1 |  | 0
20 | 1.56 | 3.1.4 | Instrument junction box for clamp-on flow meter complete with field brackets, supports, terminals, surge protection etc | Each | 1 |  | 0
20 | 1.57 | 3.1.1 | Compressor high pressure switch (Priced in the mechanical section)
20 | 1.58 | 3.1.1 | Compressor low pressure switch (Priced in the mechanical section)
20 | 1.59 | 3.1.4 | Terminal box for pressure switches complete with field brackets, supports, terminals, surge protection etc | Each | 2 |  | 0
|  |  | SUB-TOTAL CARRIED FORWARD |  |  |  | 0
|  |  | brought forward |  |  |  | 0
20 | 1.6 | 3.1.1 and 3.1.3.5 | Instrument box for indication station (Fitted with terminals, pilot lamps and labels) | Each | 4 |  | 0
20 | 1.61 | 3.1.1 | Low level switch | Each | 1 |  | 0
20 | 1.62 | 3.1.4 | Terminal box for level switch complete with field brackets, supports, terminals, surge protection etc | Each | 1 |  | 0
20 | 1.63 |  | Modulating actuated valve (Priced in the mechanical section)
20 | 1.64 | 3.1.4 | Instrument control panel for modulating valve complete with field brackets, supports, terminals, surge protection etc | Each | 1 |  | 0
20 | 1.65 | 3.1.4 | Instrument control panel for modulating valve complete with field brackets, supports, terminals, surge protection etc | Each | 1 |  | 0
20 | 1.66 | 3.1.2 | Open-close actuated valve (Priced in the mechanical section)
20 | 1.67 | 3.1.4 | Instrument control panel for open-close valve complete with field brackets, supports, terminals, surge protection etc | Each | 18 |  | 0
20 | 1.68 | 3.1.2 | Diverter gate actuator (Priced in the mechanical section)
20 | 1.69 | 3.1.4 | Instrument control panel for diverter gate actuator complete with field brackets, supports, terminals, surge protection etc | Each | 2 |  | 0
20 | 1.7 | 3.1.2 | 230VAC Solenoid valve (Priced in the mechanical section)
20 | 1.71 | 3.1.4 | Terminal box for solenoid valve complete with field brackets, supports, terminals, surge protection etc | Each | 36 |  | 0
20 | 1.72 | 2.2.2.1 | Unit 1 Head of Works PLC panel complete with circuit breakers, terminals, SPDs,PLC hardware etc. | Each | 1 |  | 0
| E |  | C&I CABLE
Installation, Testing And Commissioning of C&I Cable (Orange)
20 | 1.73 | 3.1.5 | 1.5 mm², 37-core PVC, SWA, PVC, PVC, Cu | m | 420 |  | 0
20 | 1.74 | 3.1.5 | 1.5 mm², 12-core PVC, SWA, PVC, PVC, Cu | m | 7531 |  | 0
20 | 1.75 | 3.1.5 | 1.5 mm², 7-core PVC, SWA, PVC, PVC, Cu | m | 1 |  | 0
20 | 1.76 | 3.1.5 | 1.5 mm², 4-core PVC, SWA, PVC, PVC, Cu | m | 9853 |  | 0
20 | 1.77 | 3.1.5 | 1.5 mm², 3-core PVC, SWA, PVC, PVC, Cu | m | 8174 |  | 0
20 | 1.78 | 3.1.5 | 2.5 mm², 3-core PVC, SWA, PVC, PVC, Cu | m | 3560 |  | 0
.
20 | 1.79 | 3.1.5 | 2-pair, 0.5 mm2, PVC, SWA, PVC, IOS | m | 4386 |  | 0
20 | 1.8 | 3.1.5 | 4-pair, 0.5 mm2, PVC, SWA, PVC, IOS | m | 227 |  | 0
20 | 1.81 | 3.1.5 | 12-pair, 0.5 mm2, PVC, SWA, PVC, IOS | m | 1 |  | 0
20 | 1.82 | 3.1.5 | Certified CAT-6 Cable | m | 15 |  | 0
| F |  | C&I CABLE
Termination Of C&I Cable (Orange):
20 | 1.83 | 3.1.5 | 1.5 mm², 37-core PVC, SWA, PVC, PVC, Cu | Each | 14 |  | 0
20 | 1.84 | 3.1.5 | 1.5 mm², 12-core PVC, SWA, PVC, PVC, Cu | Each | 46 |  | 0
20 | 1.85 | 3.1.5 | 1.5 mm², 7-core PVC, SWA, PVC, PVC, Cu | Each | 1 |  | 0
20 | 1.86 | 3.1.5 | 1.5 mm², 4-core PVC, SWA, PVC, PVC, Cu | Each | 37 |  | 0
20 | 1.87 | 3.1.5 | 1.5 mm², 3-core PVC, SWA, PVC, PVC, Cu | Each | 29 |  | 0
20 | 1.88 | 3.1.5 | 2.5 mm², 3-core PVC, SWA, PVC, PVC, Cu | Each | 16 |  | 0
20 | 1.89 | 3.1.5 | 2-pair, 0.5 mm2, PVC, SWA, PVC, IOS | Each | 16 |  | 0
20 | 1.9 | 3.1.5 | 4-pair, 0.5 mm2, PVC, SWA, PVC, IOS | Each | 2 |  | 0
|  |  | SUB-TOTAL CARRIED FORWARD |  |  |  | 0
|  |  | brought forward |  |  |  | 0
20 | 1.91 | 3.1.5 | 12-pair, 0.5 mm2, PVC, SWA, PVC, IOS | Each | 1 |  | 0
20 | 1.92 | 3.1.5 | Certified CAT-6 Cable | Each | 1 |  | 0
| G |  | C&I CABLE RACKING
Installation, Testing & Commissioning Of C&I Cable Racking:
20 | 1.93 | 3.1.5 | 1000mm wide cable rack | m | 1 |  | 0
20 | 1.94 | 3.1.5 | 800mm wide cable rack | m | 1 |  | 0
20 | 1.95 | 3.1.5 | 600mm wide cable rack | m | 1 |  | 0
20 | 1.96 | 3.1.5 | 300mm wide cable rack | m | 60 |  | 0
20 | 1.97 | 3.1.5 | 150mm wide cable rack | m | 50 |  | 0
20 | 1.98 | 3.1.5 | 1000mm T-pieces | Each | 1 |  | 0
20 | 1.99 | 3.1.5 | 1000mm 90degree bends | Each | 1 |  | 0
20 | 1.1 | 3.1.5 | 800mm T-pieces | Each | 1 |  | 0
20 | 1.101 | 3.1.5 | 800mm 90degree bends | Each | 1 |  | 0
20 | 1.102 | 3.1.5 | 600mm T-pieces | Each | 1 |  | 0
20 | 1.103 | 3.1.5 | 600mm 90degree bends | Each | 1 |  | 0
20 | 1.104 | 3.1.5 | 300mm T-pieces | Each | 1 |  | 0
20 | 1.105 | 3.1.5 | 300mm 90degree bends | Each | 1 |  | 0
20 | 1.106 | 3.1.5 | 150mm T-pieces | Each | 1 |  | 0
20 | 1.107 | 3.1.5 | 150mm 90degree bends | Each | 1 |  | 0
| H |  | C&I Trenching (Install, Test & Commission)
20 | 1.108 | 3.1.5 | Trenching 2m wide in pickable soil with soft sand backfill, tiles and danger tape. | m | 145 |  | 0
20 | 1.109 | 3.1.5 | Trenching under slabs | m | 50 |  | 0
20 | 1.11 | 3.1.5 | Trenching 2m wide road crossing with sleeves, soft sand backfill, tiles and danger tape. | m | 10 |  | 0
20 | 1.111 | 3.1.6 | Route markers supply and deliver. | Each | 7 |  | 0
20 | 1.112 | 3.1.6 | Route markers install. | Each | 7 |  | 0
| I |  | C&I Miscellaneous
20 | 1.113 | 1.3 | Removal of existing PLC panel & associated equipment. | Sum | 1 |  | 0
20 | 1.114 | 1.4 | Programming of 2 Siemens Variable Speed Drives | Sum | 1 |  | 0
20 | 1.115 | 1.2 | Removal of all old eqipment and cabling. | Sum | 1 |  | 0
| 2 |  | HEAD OF WORKS UNIT 2
| A |  | Supply and delivery of Instrumentation - Unit 2 Head Of Works
20 | 2.1 | 3.1.1 | Compressor low pressure switch (Priced in the mechanical section)
20 | 2.2 | 3.1.1 | Compressor high pressure switch (Priced in the mechanical section)
20 | 2.3 | 3.1.4 | Terminal box for pressure switches complete with field brackets, supports, terminals, etc. | Each | 1 |  | 0
20 | 2.4 | 3.1.1 | Pressure Meter (Priced in the mechanical section)
20 | 2.5 | 3.1.4 | Instrument junction boxes for pressure meter complete with field brackets, supports, terminals, surge protection etc | Each | 2 |  | 0
20 | 2.6 | 3.1.1 and 3.1.3.1 | Flow meter - Clamp-on (for pipes up to 300mm dia.) | Each | 1 |  | 0
|  |  | SUB-TOTAL CARRIED FORWARD |  |  |  | 0
|  |  | brought forward |  |  |  | 0
20 | 2.7 | 3.1.4 | Instrument junction box for clamp-on flow meter complete with field brackets, supports, terminals, surge protection etc | Each | 1 |  | 0
20 | 2.8 | 3.1.1 and 3.1.3.2 | Ultrasonic level meter | Each | 1 |  | 0
20 | 2.9 | 3.1.4 | Instrument junction box for ultrasonic level meters complete with field brackets, supports, terminals, surge protection etc | Each | 1 |  | 0
20 | 2.1 | 3.1.2 | 230VAC Solenoid valve (Priced in the mechanical section)
20 | 2.11 | 3.1.4 | Terminal box for solenoid valve complete with field brackets, supports, terminals, etc | Each | 4 |  | 0
20 | 2.12 | 3.1.2 | Open-close actuated valve (Priced in the mechanical section)
20 | 2.13 | 3.1.4 | Instrument control panel for open-close valve complete with field brackets, supports, terminals, surge protection etc | Each | 2 |  | 0
20 | 2.14 | 2.2.2.2 | Unit 2 Head of Works PLC hardware complete with circuit breakers, terminals, PLC accessories etc. | Sum | 1 |  | 0
20 | 2.15 | 2.2.2.3 | Unit 2 HOW Blowers Remote I/O panel complete with circuit breakers, terminals, SPDs,PLC hardware etc. | Each | 1 |  | 0
| B |  | C&I CABLLING
Supply and delivery of C&I cable (Orange):
20 | 2.16 | 3.1.5 | 1.5 mm², 37-core PVC, SWA, PVC, PVC, Cu | m | 150 |  | 0
20 | 2.17 | 3.1.5 | 1.5 mm², 12-core PVC, SWA, PVC, PVC, Cu | m | 600 |  | 0
20 | 2.18 | 3.1.5 | 1.5 mm², 4-core PVC, SWA, PVC, PVC, Cu | m | 1600 |  | 0
20 | 2.19 | 3.1.5 | 2.5 mm², 3-core PVC, SWA, PVC, PVC, Cu | m | 950 |  | 0
.
20 | 2.2 | 3.1.5 | 2-pair, 0.5 mm2, PVC, SWA, PVC, IOS | m | 1000 |  | 0
20 | 2.21 | 3.1.5 | 12-pair, 0.5 mm2, PVC, SWA, PVC, IOS | m | 30 |  | 0
20 | 2.22 | 3.1.5 | Certified CAT-6 Cable | m | 6 |  | 0
20 | 2.23 | 3.1.8 | 6 Pair, PVC, SWA, single mode fibre-optic cable | m | 235 |  | 0
| C |  | C&I CABLE RACKING
Supply and delivery of C&I cable racking:
20 | 2.24 | 3.1.5 | 300mm wide cable rack | m | 300 |  | 0
20 | 2.25 | 3.1.5 | 300mm T-pieces | Each | 2 |  | 0
20 | 2.26 | 3.1.5 | 300mm 90degree bends | Each | 4 |  | 0
| D |  | INSTALL, TEST AND COMMISSION OF INSTRUMENTATION WORKS
Installation Testing And Commissioning of Instrumentation - Unit 2 Head of Works
20 | 2.27 | 3.1.1 | Compressor low pressure switch (Priced in the mechanical section)
20 | 2.28 | 3.1.1 | Compressor high pressure switch (Priced in the mechanical section)
20 | 2.29 | 3.1.4 | Terminal box for pressure switches complete with field brackets, supports, terminals, etc. | Each | 1 |  | 0
20 | 2.3 | 3.1.1 | Pressure Meter (Priced in the mechanical section)
20 | 2.31 | 3.1.4 | Instrument junction boxes for pressure meter complete with field brackets, supports, terminals, surge protection etc | Each | 2 |  | 0
20 | 2.32 | 3.1.1 and 3.1.3.1 | Flow meter - Clamp-on (for pipes up to 300mm dia.) | Each | 1 |  | 0
20 | 2.33 | 3.1.4 | Instrument junction box for clamp-on flow meter complete with field brackets, supports, terminals, surge protection etc | Each | 1 |  | 0
|  |  | SUB-TOTAL CARRIED FORWARD |  |  |  | 0
|  |  | brought forward |  |  |  | 0
20 | 2.34 | 3.1.1 and 3.1.3.2 | Ultrasonic level meter | Each | 1 |  | 0
20 | 2.35 | 3.1.4 | Instrument junction box for ultrasonic level meters complete with field brackets, supports, terminals, surge protection etc | Each | 1 |  | 0
20 | 2.36 | 3.1.2 | 230VAC Solenoid valve (Priced in the mechanical section)
20 | 2.37 | 3.1.4 | Terminal box for solenoid valve complete with field brackets, supports, terminals, etc | Each | 4 |  | 0
20 | 2.38 | 3.1.2 | Open-close actuated valve (Priced in the mechanical section)
20 | 2.39 | 3.1.4 | Instrument control panel for open-close valve complete with field brackets, supports, terminals, surge protection etc | Each | 2 |  | 0
20 | 2.4 | 2.2.2.2 | Unit 2 Head of Works PLC hardware complete with circuit breakers, terminals, PLC accessories etc. | Sum | 1 |  | 0
20 | 2.41 | 2.2.2.3 | Unit 2 HOW Blowers Remote I/O panel complete with circuit breakers, terminals, SPDs,PLC hardware etc. | Each | 1 |  | 0
| E |  | C&I CABLING
Installation, Testing And Commissioning of C&I Cable (Orange):
20 | 2.42 | 3.1.5 | 1.5 mm², 37-core PVC, SWA, PVC, PVC, Cu | m | 150 |  | 0
20 | 2.43 | 3.1.5 | 1.5 mm², 12-core PVC, SWA, PVC, PVC, Cu | m | 600 |  | 0
20 | 2.44 | 3.1.5 | 1.5 mm², 4-core PVC, SWA, PVC, PVC, Cu | m | 1600 |  | 0
20 | 2.45 | 3.1.5 | 2.5 mm², 3-core PVC, SWA, PVC, PVC, Cu | m | 950 |  | 0
.
20 | 2.46 | 3.1.5 | 2-pair, 0.5 mm2, PVC, SWA, PVC, IOS | m | 1000 |  | 0
20 | 2.47 | 3.1.5 | 12-pair, 0.5 mm2, PVC, SWA, PVC, IOS | m | 30 |  | 0
20 | 2.48 | 3.1.5 | Certified CAT-6 Cable | m | 6 |  | 0
20 | 2.49 | 3.1.8 | 6 Pair, PVC, SWA, single mode fibre-optic cable | m | 235 |  | 0
| F |  | C&I CABLE
Termination of C&I cable (Orange) :
20 | 2.5 | 3.1.5 | 1.5 mm², 37-core PVC, SWA, PVC, PVC, Cu | Each | 5 |  | 0
20 | 2.51 | 3.1.5 | 1.5 mm², 12-core PVC, SWA, PVC, PVC, Cu | Each | 4 |  | 0
20 | 2.52 | 3.1.5 | 1.5 mm², 4-core PVC, SWA, PVC, PVC, Cu | Each | 6 |  | 0
20 | 2.53 | 3.1.5 | 2.5 mm², 3-core PVC, SWA, PVC, PVC, Cu | Each | 4 |  | 0
20 | 2.54 | 3.1.5 | 2-pair, 0.5 mm2, PVC, SWA, PVC, IOS | Each | 4 |  | 0
20 | 2.55 | 3.1.5 | 12-pair, 0.5 mm2, PVC, SWA, PVC, IOS | Each | 1 |  | 0
20 | 2.56 | 3.1.5 | Certified CAT-6 Cable | Each | 1 |  | 0
20 | 2.57 | 3.1.8 | 6 Pair, PVC, SWA, single mode fibre-optic cable | Each | 1 |  | 0
| G |  | C&I CABLE RACKING
Installation, Testing & Commissioning of C&I Cable Racking:
20 | 2.58 | 3.1.5 | 300mm wide cable rack | m | 300 |  | 0
20 | 2.59 | 3.1.5 | 300mm T-pieces | Each | 2 |  | 0
20 | 2.6 | 3.1.5 | 300mm 90degree bends | Each | 4 |  | 0
| F |  | C&I Trenching (Install, Test & Commission)
20 | 2.61 | 3.1.5 | Trenching 1m wide in pickable soil with soft sand backfill, tiles and danger tape. | m | 530 |  | 0
|  |  | SUB-TOTAL CARRIED FORWARD |  |  |  | 0
|  |  | brought forward |  |  |  | 0
20 | 2.62 | 3.1.5 | Trenching under slabs | m | 5 |  | 0
20 | 2.63 | 3.1.5 | Trenching 1m wide road crossing with sleeves, soft sand backfill, tiles and danger tape. | m | 10 |  | 0
20 | 2.64 | 3.1.6 | Route markers supply and deliver. | Each | 8 |  | 0
20 | 2.65 | 3.1.6 | Route markers install. | Each | 8 |  | 0
| G |  | C&I Miscellaneous
20 | 2.66 | 3.1.8 | Fibre-optic patch panels supply & deliver | Each | 2 |  | 0
20 | 2.67 | 3.1.8 | Fibre-optic patch panels install, test & commission | Each | 2 |  | 0
20 | 2.68 | 2.2.2.2 | Removal of existing PLC hardware for handing to the client. | Sum | 1 |  | 0
20 | 3 |  | CONTROL AND INSTRUMENTATION LIME PLANT
| A |  | Supply and delivery of Instrumentation - Lime Plant
20 | 3.1 | 3.1.1 and 3.1.3.2 | Ultrasonic level meter | Each | 1 |  | 0
20 | 3.2 | 3.1.4 | Instrument junction box for ultrasonic level meter complete with field brackets, supports, terminals, surge protection etc | Each | 1 |  | 0
20 | 3.3 | 3.1.1 | Load Cell (Existing)
20 | 3.4 | 3.1.4 | Instrument junction box for load cell complete with field brackets, supports, terminals, surge protection etc | Each | 1 |  | 0
20 | 3.5 | 3.1.1 and 3.1.3.4 | pH Meter with temperature meter | Each | 1 |  | 0
20 | 3.6 | 3.1.4 | Instrument junction box for pH meter complete with field brackets, supports, terminals, surge protection etc | Each | 1 |  | 0
20 | 3.7 | 3.1.1 and 3.1.3.1 | Ultrasonic Flow meter - Weir | Each | 2 |  | 0
20 | 3.8 | 3.1.4 | Instrument junction boxes for weir flow meter complete with field brackets, supports, terminals, surge protection etc | Each | 2 |  | 0
20 | 3.9 | 3.1.2 | Modulating actuated valve (Priced in the mechanical section)
20 | 3.1 | 3.1.4 | Instrument control panel for modulating valve complete with field brackets, supports, terminals, surge protection etc | Each | 2 |  | 0
20 | 3.11 | 3.1.2 | 230VAC Solenoid valve (Priced in the mechanical section)
20 | 3.12 | 3.1.4 | Terminal box for solenoid valve complete with field brackets, supports, terminals, etc | Each | 4 |  | 0
20 | 3.13 | 2.2.2.1 | Lime Plant PLC panel complete with circuit breakers, terminals, SPDs,PLC hardware etc. | Each | 1 |  | 0
| B |  | C&I CABLE
Supply and delivery of C&I cable (Orange):
20 | 3.14 | 3.1.5 | 1.5 mm², 37-core PVC, SWA, PVC, PVC, Cu | m | 150 |  | 0
20 | 3.15 | 3.1.5 | 1.5 mm², 12-core PVC, SWA, PVC, PVC, Cu | m | 116 |  | 0
20 | 3.16 | 3.1.5 | 1.5 mm², 7-core PVC, SWA, PVC, PVC, Cu | m | 50 |  | 0
20 | 3.17 | 3.1.5 | 1.5 mm², 4-core PVC, SWA, PVC, PVC, Cu | m | 430 |  | 0
20 | 3.18 | 3.1.5 | 1.5 mm², 3-core PVC, SWA, PVC, PVC, Cu | m | 220 |  | 0
20 | 3.19 | 3.1.5 | 2.5 mm², 3-core PVC, SWA, PVC, PVC, Cu | m | 430 |  | 0
.
20 | 3.2 | 3.1.5 | 2-pair, 0.5 mm2, PVC, SWA, PVC, IOS | m | 388 |  | 0
20 | 3.21 | 3.1.5 | 4-pair, 0.5 mm2, PVC, SWA, PVC, IOS | m | 116 |  | 0
20 | 3.22 | 3.1.5 | Certified CAT-6 Cable | m | 10 |  | 0
|  |  | SUB-TOTAL CARRIED FORWARD |  |  |  | 0
|  |  | brought forward |  |  |  | 0
| C |  | C&I CABLE RACKING
Supply and delivery of C&I cable racking:
20 | 3.23 | 3.1.5 | 300mm wide cable rack | m | 15 |  | 0
20 | 3.24 | 3.1.5 | 150mm wide cable rack | m | 15 |  | 0
20 | 3.25 | 3.1.5 | 300mm T-pieces | Each | 3 |  | 0
20 | 3.26 | 3.1.5 | 300mm 90degree bends | Each | 3 |  | 0
| D |  | INSTALL, TEST AND COMMISSION OF INSTRUMENTATION WORKS - LIME PLANT
Installation Testing And Commissioning of Instrumentation - Lime Plant
20 | 3.27 | 3.1.1 and 3.1.3.2 | Ultrasonic level meter | Each | 1 |  | 0
20 | 3.28 | 3.1.4 | Instrument junction box for ultrasonic level meter complete with field brackets, supports, terminals, surge protection etc | Each | 1 |  | 0
20 | 3.29 | 3.1.1 | Load Cell (Existing)
20 | 3.3 | 3.1.4 | Instrument junction box for load cell complete with field brackets, supports, terminals, surge protection etc | Each | 1 |  | 0
20 | 3.31 | 3.1.1 and 3.1.3.4 | pH Meter with temperature meter | Each | 1 |  | 0
20 | 3.32 | 3.1.4 | Instrument junction box for pH meter complete with field brackets, supports, terminals, surge protection etc | Each | 1 |  | 0
20 | 3.33 | 3.1.1 and 3.1.3.1 | Ultrasonic Flow meter - Weir | Each | 2 |  | 0
20 | 3.34 | 3.1.4 | Instrument junction boxes for weir flow meter complete with field brackets, supports, terminals, surge protection etc | Each | 2 |  | 0
20 | 3.35 | 3.1.2 | Modulating actuated valve (Priced in the mechanical section)
20 | 3.36 | 3.1.4 | Instrument control panel for modulating valve complete with field brackets, supports, terminals, surge protection etc | Each | 2 |  | 0
20 | 3.37 | 3.1.2 | 230VAC Solenoid valve (Priced in the mechanical section)
20 | 3.38 | 3.1.4 | Terminal box for solenoid valve complete with field brackets, supports, terminals, etc | Each | 4 |  | 0
20 | 3.39 | 2.2.2.1 | Lime Plant PLC panel complete with circuit breakers, terminals, SPDs,PLC hardware etc. | Each | 1 |  | 0
| E |  | C&I CABLE
Installation, Testing And Commissioning of C&I Cable (Orange):
20 | 3.4 | 3.1.5 | 1.5 mm², 37-core PVC, SWA, PVC, PVC, Cu | m | 150 |  | 0
20 | 3.41 | 3.1.5 | 1.5 mm², 12-core PVC, SWA, PVC, PVC, Cu | m | 116 |  | 0
20 | 3.42 | 3.1.5 | 1.5 mm², 7-core PVC, SWA, PVC, PVC, Cu | m | 50 |  | 0
20 | 3.43 | 3.1.5 | 1.5 mm², 4-core PVC, SWA, PVC, PVC, Cu | m | 430 |  | 0
20 | 3.44 | 3.1.5 | 1.5 mm², 3-core PVC, SWA, PVC, PVC, Cu | m | 220 |  | 0
20 | 3.45 | 3.1.5 | 2.5 mm², 3-core PVC, SWA, PVC, PVC, Cu | m | 430 |  | 0
.
20 | 3.46 | 3.1.5 | 2-pair, 0.5 mm2, PVC, SWA, PVC, IOS | m | 388 |  | 0
20 | 3.47 | 3.1.5 | 4-pair, 0.5 mm2, PVC, SWA, PVC, IOS | m | 116 |  | 0
20 | 3.48 | 3.1.5 | Certified CAT-6 Cable | m | 10 |  | 0
| F |  | Termination of C&I cable (Orange):
20 | 3.49 | 3.1.5 | 1.5 mm², 37-core PVC, SWA, PVC, PVC, Cu | Each | 5 |  | 0
|  |  | SUB-TOTAL CARRIED FORWARD |  |  |  | 0
|  |  | brought forward |  |  |  | 0
20 | 3.5 | 3.1.5 | 1.5 mm², 12-core PVC, SWA, PVC, PVC, Cu | Each | 4 |  | 0
20 | 3.51 | 3.1.5 | 1.5 mm², 7-core PVC, SWA, PVC, PVC, Cu | Each | 1 |  | 0
20 | 3.52 | 3.1.5 | 1.5 mm², 4-core PVC, SWA, PVC, PVC, Cu | Each | 8 |  | 0
20 | 3.53 | 3.1.5 | 1.5 mm², 3-core PVC, SWA, PVC, PVC, Cu | Each | 4 |  | 0
20 | 3.54 | 3.1.5 | 2.5 mm², 3-core PVC, SWA, PVC, PVC, Cu | Each | 7 |  | 0
20 | 3.55 | 3.1.5 | 2-pair, 0.5 mm2, PVC, SWA, PVC, IOS | Each | 8 |  | 0
20 | 3.56 | 3.1.5 | 4-pair, 0.5 mm2, PVC, SWA, PVC, IOS | Each | 4 |  | 0
20 | 3.57 | 3.1.5 | Certified CAT-6 Cable | Each | 1 |  | 0
| G |  | C&I CABLE RACKING
Installation, Testing & Commissioning of C&I Cable Racking:
20 | 3.58 | 3.1.5 | 300mm wide cable rack | m | 15 |  | 0
20 | 3.59 | 3.1.5 | 150mm wide cable rack | m | 15 |  | 0
20 | 3.6 | 3.1.5 | 300mm T-pieces | Each | 3 |  | 0
20 | 3.61 | 3.1.5 | 300mm 90degree bends | Each | 3 |  | 0
| H |  | C&I Trenching (Install, Test & Commission)
20 | 3.62 | 3.1.5 | Trenching 1m wide road crossing with sleeves, soft sand backfill, tiles and danger tape. | m | 5 |  | 0
20 | 3.63 | 3.1.5 | Trenching 1m wide in pickable soil with soft sand backfill, tiles and danger tape. | m | 65 |  | 0
20 | 3.64 | 3.1.6 | Route markers supply and deliver. | Each | 4 |  | 0
20 | 3.65 | 3.1.6 | Route markers install. | Each | 4 |  | 0
| I |  | C&I Miscellaneous
20 | 3.66 | 1.3 | Removal of existing PLC panel & associated equipment. | Sum | 1 |  | 0
20 | 3.67 | 1.2 | Removal of all old eqipment and cabling. | Sum | 1 |  | 0
| 4 |  | CONTROL AND INSTRUMENTATION WASH WATER PUMP STATIONS (PLC & REMOTE I/O)
| A |  | SUPPLY AND DELIVERY (INSTRUMENTATION WORKS)
Supply and delivery of Instrumentation - Wash Water Pump Stations
20 | 4.1 | 3.1.1 and 3.1.3.1 | Magnetic Flow Meter for 150mm dia. Pipe | Each | 1 |  | 0
20 | 4.2 | 3.1.4 | Instrument junction box for magnetic flow meter complete with field brackets, supports, terminals, surge protection etc | Each | 1 |  | 0
20 | 4.3 | 3.1.1 and 3.1.3.1 | Flow Meter - Clamp-on (for pipes up to 300mm dia.) | Each | 2 |  | 0
20 | 4.4 | 3.1.4 | Instrument junction box for clamp-on flow meter complete with field brackets, supports, terminals, surge protection etc | Each | 2 |  | 0
20 | 4.5 | 3.1.2 | Open-close actuated valve (Priced in the mechanical section)
20 | 4.6 | 3.1.4 | Instrument control panel for open-close valve complete with field brackets, supports, terminals, surge protection etc | Each | 18 |  | 0
20 | 4.7 | 2.2.2.4 | Wash Water Pump Station PLC panel complete with circuit breakers, terminals, SPDs,PLC hardware etc. | Each | 1 |  | 0
20 | 4.8 | 2.2.2.5 | Final Effluent Wash Water Pump Station Remote I/O panel complete with circuit breakers, terminals, SPDs,PLC hardware etc. | Each | 1 |  | 0
|  |  | SUB-TOTAL CARRIED FORWARD |  |  |  | 0
|  |  | brought forward |  |  |  | 0
| B |  | C&I CABLE
Supply and delivery of C&I cable (Orange):
20 | 4.9 | 3.1.5 | 1.5 mm², 37-core PVC, SWA, PVC, PVC, Cu | m | 720 |  | 0
20 | 4.1 | 3.1.5 | 1.5 mm², 12-core PVC, SWA, PVC, PVC, Cu | m | 1845 |  | 0
20 | 4.11 | 3.1.5 | 1.5 mm², 4-core PVC, SWA, PVC, PVC, Cu | m | 2010 |  | 0
20 | 4.12 | 3.1.5 | 2.5 mm², 3-core PVC, SWA, PVC, PVC, Cu | m | 210 |  | 0
.
20 | 4.13 | 3.1.5 | 2-pair, 0.5 mm2, PVC, SWA, PVC, IOS | m | 210 |  | 0
20 | 4.14 | 3.1.5 | Certified CAT-6 Cable | m | 10 |  | 0
20 | 4.15 | 3.1.8 | 6 Pair, PVC, SWA, single mode fibre-optic cable | m | 240 |  | 0
| C |  | C&I CABLE RACKING
Supply and delivery of C&I cable racking:-
20 | 4.16 | 3.1.5 | 300mm wide cable rack | m | 30 |  | 0
20 | 4.17 | 3.1.5 | 150mm wide cable rack | m | 60 |  | 0
20 | 4.18 | 3.1.5 | 300mm T-pieces | Each | 4 |  | 0
20 | 4.19 | 3.1.5 | 300mm 90degree bends | Each | 4 |  | 0
| D |  | Installation Testing And Commissioning of Instrumentation - Wash Water Pump Stations
20 | 4.2 | 3.1.1 and 3.1.3.1 | Magnetic Flow Meter for 150mm dia pipe | Each | 1 |  | 0
20 | 4.21 | 3.1.4 | Instrument junction box for magnetic flow meter complete with field brackets, supports, terminals, surge protection etc | Each | 1 |  | 0
20 | 4.22 | 3.1.1 and 3.1.3.1 | Flow Meter - Clamp-on (for pipes up to 300mm dia.) | Each | 2 |  | 0
20 | 4.23 | 3.1.4 | Instrument junction box for clamp-on flow meter complete with field brackets, supports, terminals, surge protection etc | Each | 2 |  | 0
20 | 4.24 | 3.1.2 | Open-close actuated valve (Priced in the mechanical section)
20 | 4.25 | 3.1.4 | Instrument control panel for open-close valve complete with field brackets, supports, terminals, surge protection etc | Each | 18 |  | 0
20 | 4.26 | 2.2.2.4 | Wash Water Pump Station PLC panel complete with circuit breakers, terminals, SPDs,PLC hardware etc. | Each | 1 |  | 0
20 | 4.27 | 2.2.2.5 | Final Effluent Wash Water Pump Station Remote I/O panel complete with circuit breakers, terminals, SPDs,PLC hardware etc. | Each | 1 |  | 0
| E |  | C&I CABLE
Installation And Testing of C&I cable (Orange):
20 | 4.28 | 3.1.5 | 1.5 mm², 37-core PVC, SWA, PVC, PVC, Cu | m | 720 |  | 0
20 | 4.29 | 3.1.5 | 1.5 mm², 12-core PVC, SWA, PVC, PVC, Cu | m | 1845 |  | 0
20 | 4.3 | 3.1.5 | 1.5 mm², 4-core PVC, SWA, PVC, PVC, Cu | m | 2010 |  | 0
20 | 4.31 | 3.1.5 | 2.5 mm², 3-core PVC, SWA, PVC, PVC, Cu | m | 210 |  | 0
20 | 4.32 | 3.1.5 | 2-pair, 0.5 mm2, PVC, SWA, PVC, IOS | m | 210 |  | 0
20 | 4.33 | 3.1.5 | Certified CAT-6 Cable | m | 10 |  | 0
20 | 4.34 | 3.1.8 | 6 Pair, PVC, SWA, single mode fibre-optic cable | m | 240 |  | 0
| F |  | Termination of C&I cable (Orange):
20 | 4.35 | 3.1.5 | 1.5 mm², 37-core PVC, SWA, PVC, PVC, Cu | Each | 4 |  | 0
|  |  | SUB-TOTAL CARRIED FORWARD |  |  |  | 0
|  |  | brought forward |  |  |  | 0
20 | 4.36 | 3.1.5 | 1.5 mm², 12-core PVC, SWA, PVC, PVC, Cu | Each | 27 |  | 0
20 | 4.37 | 3.1.5 | 1.5 mm², 4-core PVC, SWA, PVC, PVC, Cu | Each | 21 |  | 0
20 | 4.38 | 3.1.5 | 2.5 mm², 3-core PVC, SWA, PVC, PVC, Cu | Each | 3 |  | 0
20 | 4.39 | 3.1.5 | 2-pair, 0.5 mm2, PVC, SWA, PVC, IOS | Each | 3 |  | 0
20 | 4.4 | 3.1.5 | Certified CAT-6 Cable | Each | 1 |  | 0
20 | 4.41 | 3.1.8 | 6 Pair, PVC, SWA, single mode fibre-optic cable | Each | 1 |  | 0
| G |  | C&I CABLE RACKING
Installation And Testing of C&I Cable Racking:
20 | 4.42 | 3.1.5 | 300mm wide cable rack | m | 30 |  | 0
20 | 4.43 | 3.1.5 | 150mm wide cable rack | m | 60 |  | 0
20 | 4.44 | 3.1.5 | 300mm T-pieces | Each | 4 |  | 0
20 | 4.45 | 3.1.5 | 300mm 90degree bends | Each | 4 |  | 0
| H |  | C&I Trenching (Install, Test & Commission)
20 | 4.46 | 3.1.5 | Trenching 1m wide in pickable soil with soft sand backfill, tiles and danger tape. | m | 230 |  | 0
20 | 4.47 | 3.1.5 | Trenching 1m wide road crossing with sleeves, soft sand backfill, tiles and danger tape. | m | 5 |  | 0
20 | 4.48 | 3.1.6 | Route markers supply and deliver. | Each | 5 |  | 0
20 | 4.49 | 3.1.6 | Route markers install. | Each | 5 |  | 0
| I |  | C&I Miscellaneous
20 | 4.5 | 3.1.8 | Fibre-optic patch panels supply & deliver | Each | 2 |  | 0
20 | 4.51 | 3.1.8 | Fibre-optic patch panels install, test & commission | Each | 2 |  | 0
20 | 4.52 | 1.3 | Removal of existing PLC panel & associated equipment. | Sum | 1 |  | 0
20 | 5 |  | CONTROL AND INSTRUMENTATION EMERGENCY DAM
| A |  | SUPPLY AND DELIVERY (INSTRUMENTATION WORKS)
Supply and delivery of Instrumentation - Emergency Dam (Dam-01)
20 | 5.1 | 3.1.1 and 3.1.3.1 | Ultrasonic Flow Meter - Weir | Each | 1 |  | 0
20 | 5.2 | 3.1.4 | Instrument junction box for weir flow meter complete with field brackets, supports, terminals, surge protection etc | Each | 1 |  | 0
20 | 5.3 | 3.1.1 and 3.1.3.3 | Pressure Meter (Used for hydrostatic level measurement ±5m head) | Each | 1 |  | 0
20 | 5.4 | 3.1.4 | Instrument junction box for weir flow meter complete with field brackets, supports, terminals, surge protection etc | Each | 1 |  | 0
20 | 5.5 | 2.2.2.7 | Emergency Dam PLC panel complete with circuit breakers, terminals, SPDs,PLC hardware etc. | Each | 1 |  | 0
| B |  | C&I CABLE
Supply and delivery of C&I cable (Orange) :-
20 | 5.6 | 3.1.5 | 1.5 mm², 37-core PVC, SWA, PVC, PVC, Cu | m | 20 |  | 0
20 | 5.7 | 3.1.5 | 1.5 mm², 4-core PVC, SWA, PVC, PVC, Cu | m | 75 |  | 0
20 | 5.8 | 3.1.5 | 2.5 mm², 3-core PVC, SWA, PVC, PVC, Cu | m | 71 |  | 0
.
20 | 5.9 | 3.1.5 | 2-pair, 0.5 mm2, PVC, SWA, PVC, IOS | m | 75 |  | 0
20 | 5.1 | 3.1.5 | Certified CAT-6 Cable | m | 10 |  | 0
|  |  | SUB-TOTAL CARRIED FORWARD |  |  |  | 0
|  |  | brought forward |  |  |  | 0
| C |  | C&I CABLE RACKING
Supply and delivery of C&I cable racking:-
20 | 5.11 | 3.1.5 | 150mm wide cable rack | m | 20 |  | 0
20 | 5.12 | 3.1.5 | 150mm T-pieces | Each | 1 |  | 0
20 | 5.13 | 3.1.5 | 150mm 90degree bends | Each | 2 |  | 0
| D |  | Installation Testing And Commissioning of Instrumentation - Emergency Dam
20 | 5.14 | 3.1.1 and 3.1.3.1 | Ultrasonic Flow Meter - Weir | Each | 1 |  | 0
20 | 5.15 | 3.1.4 | Instrument junction box for weir flow meter complete with field brackets, supports, terminals, surge protection etc | Each | 1 |  | 0
20 | 5.16 | 3.1.1 and 3.1.3.3 | Pressure Meter (Used for hydrostatic level measurement ±5m head) | Each | 1 |  | 0
20 | 5.17 | 3.1.4 | Instrument junction box for weir flow meter complete with field brackets, supports, terminals, surge protection etc | Each | 1 |  | 0
20 | 5.18 | 2.2.2.7 | Emergency Dam PLC panel complete with circuit breakers, terminals, SPDs,PLC hardware etc. | Each | 1 |  | 0
| E |  | Installation and testing of C&I cable (Orange):
20 | 5.19 | 3.1.5 | 1.5 mm², 37-core PVC, SWA, PVC, PVC, Cu | m | 20 |  | 0
20 | 5.2 | 3.1.5 | 1.5 mm², 4-core PVC, SWA, PVC, PVC, Cu | m | 75 |  | 0
20 | 5.21 | 3.1.5 | 2.5 mm², 3-core PVC, SWA, PVC, PVC, Cu | m | 71 |  | 0
.
20 | 5.22 | 3.1.5 | 2-pair, 0.5 mm2, PVC, SWA, PVC, IOS | m | 75 |  | 0
20 | 5.23 | 3.1.5 | Certified CAT-6 Cable | m | 10 |  | 0
| F |  | C&I CABLE
Termination of C&I cable (Orange):
20 | 5.24 | 3.1.5 | 1.5 mm², 37-core PVC, SWA, PVC, PVC, Cu | Each | 1 |  | 0
20 | 5.25 | 3.1.5 | 1.5 mm², 4-core PVC, SWA, PVC, PVC, Cu | Each | 2 |  | 0
20 | 5.26 | 3.1.5 | 2.5 mm², 3-core PVC, SWA, PVC, PVC, Cu | Each | 2 |  | 0
20 | 5.27 | 3.1.5 | 2-pair, 0.5 mm2, PVC, SWA, PVC, IOS | Each | 2 |  | 0
20 | 5.28 | 3.1.5 | Certified CAT-6 Cable | Each | 1 |  | 0
| G |  | C&I CABLE RACKING
Installation, Testing & Commissioning of C&I Cable Racking:
20 | 5.29 | 3.1.5 | 150mm wide cable rack | m | 20 |  | 0
20 | 5.3 | 3.1.5 | 150mm T-pieces | Each | 1 |  | 0
20 | 5.31 | 3.1.5 | 150mm 90degree bends | Each | 2 |  | 0
| F |  | C&I Trenching (Install, Test & Commission)
20 | 5.32 | 3.1.5 | Trenching 1m wide in pickable soil with soft sand backfill, tiles and danger tape. | m | 65 |  | 0
20 | 5.33 | 3.1.6 | Route markers supply and deliver. | Each | 2 |  | 0
20 | 5.34 | 3.1.6 | Route markers install. | Each | 2 |  | 0
| G |  | C&I Miscellaneous
20 | 5.35 | 1.3 | Removal of existing PLC panel & associated equipment. | Sum | 1 |  | 0
|  |  | SUB-TOTAL CARRIED FORWARD |  |  |  | 0
|  |  | brought forward |  |  |  | 0
| 6 |  | CONTROL AND INSTRUMENTATION CONTROL ROOM PLC
SUPPLY AND DELIVERY (INSTRUMENTATION WORKS)
| A |  | Supply and delivery of Instrumentation - Emergency Dam
20 | 6.1 | 3.1.1 and 3.1.3.1 | Ultrasonic Flow meter - Flume | Each | 4 |  | 0
20 | 6.2 | 3.1.4 | Instrument junction boxes for flume flow meter complete with field brackets, supports, terminals, surge protection etc | Each | 4 |  | 0
INSTALL, TEST AND COMMISSION (INSTRUMENTATION WORKS)
| B |  | Installation Testing And Commissioning of Instrumentation - Emergency Dam
20 | 6.3 | 3.1.1 and 3.1.3.1 | Ultrasonic Flow meter - Flume | Each | 4 |  | 0
20 | 6.4 | 3.1.4 | Instrument junction boxes for flume flow meter complete with field brackets, supports, terminals, surge protection etc | Each | 4 |  | 0
20 | 7 |  | PROVISIONAL SUMS
20 | 7.1 |  | Allowance for refurbishment or replacement of equipment at PST's | Prov Sum | 1 | 709413 | 709413
20 | 7.2 |  | Allowance for refurbishment or replacement of equipment at Fermenters | Prov Sum | 1 | 283765 | 283765
20 | 7.3 |  | Allowance for SCADA update, programming, PLC configuration, etc. | Prov Sum | 1 | 4000000 | 4000000
|  |  | TOTAL FOR SECTION 20 (Carried to Summary) |  |  |  | 4993178

## SUM Certs (hidden)
SUMMARY OF BILL OF QUANTITIES
Section | Description | Amount (R)
Completion Certificate 1
1 | Preliminary and General | 4278000
3 | Head of Works (Civil) | #REF!
4 | Primary Sedimentation Tanks (Civil) | #REF!
5 | Fermenters (Civil) | #REF!
6 | Secondary Clarifiers (Civil) | #REF!
7 | Wash Water (Civil) | #REF!
8 | Overflow Channel | #REF!
10 | Minor Structures | #REF!
11 | Interconnecting Pipework | #REF!
12 | Security Upgrades | #REF!
13 | Mechanical Equipment - Head of Works | #REF!
14 | Mechanical Equipment - Primary Sedimentation Tanks | #REF!
15 | Mechanical Equipment - Fermentation Tanks | #REF!
16 | Mechanical Equipment - Bioreactors and Clarifiers | #REF!
17 | Mechanical Equipment - Wash Water | #REF!
19 | Electrical Equipment | #REF!
20 | Control and Instrumentation | #REF!
| Sub-Total 1 Completion Certificate 1 | #REF!
In respect of the total value of work done by approved SMME's at 20% of Sub Total 1 (This total shall include all amounts payable to SMME's, including P&G's)
R.........................…........................................................................ (A)
Allowance as a percentage (maximum 15%) for appointing and handling work done by approved SMME's…...................................................................................% (B)
| Handling fees for sub contracting = (A) x (B) | #REF!
| Sub-Total 2 Completion Certificate 1 | #REF!
ADD: | Contingencies at 10% | #REF!
ADD: | The above prices are Firm/Not Firm*(delete one). IF NOT FIRM the client will allow for CONTRACT PRICE ADJUSTMENTS on all sums as provided for in Clause 6.8 of the General Conditions of Contract. | #REF!
| Total Completion Certificate 1 | #REF!
Completion Certificate 2
1 | Preliminary and General | 4278000
2 | Access Roads | #REF!
3 | Head of Works (Civil) | #REF!
4 | Primary Sedimentation Tanks (Civil) | #REF!
5 | Fermenters (Civil) | #REF!
6 | Secondary Clarifiers (Civil) | #REF!
9 | Lime Plant | #REF!
13 | Mechanical Equipment - Head of Works | #REF!
14 | Mechanical Equipment - Primary Sedimentation Tanks | #REF!
15 | Mechanical Equipment - Fermentation Tanks | #REF!
16 | Mechanical Equipment - Bioreactors and Clarifiers | #REF!
18 | Mechanical Equipment - Lime Plant | #REF!
19 | Electrical Equipment | #REF!
20 | Control and Instrumentation | #REF!
| Sub-Total 1 Completion Certificate 2 | #REF!
In respect of the total value of work done by approved SMME's at 20% of Sub Total 1 (This total shall include all amounts payable to SMME's, including P&G's)
R.........................…........................................................................ (A)
Allowance as a percentage (maximum 15%) for appointing and handling work done by approved SMME's…...................................................................................% (B)
| Handling fees for sub contracting = (A) x (B) | #REF!
| Sub-Total 2 Completion Certificate 2 | #REF!
ADD: | Contingencies at 10% | #REF!
ADD: | The above prices are Firm/Not Firm*(delete one). IF NOT FIRM the client will allow for CONTRACT PRICE ADJUSTMENTS on all sums as provided for in Clause 6.8 of the General Conditions of Contract. | #REF!
| Total Completion Certificate 1 | #REF!
| Total Completion Certificate 1+2 | #REF!
ADD: | 15% of above Total Amount for VALUE ADDED TAX (VAT) | #REF!
| TOTAL CARRIED TO FORM OF OFFER | #REF!

## SUM Certs (2) (hidden)
SUMMARY OF BILL OF QUANTITIES |  |  |  | Phase 1 | #REF! | Total
|  |  |  | Phase 2 | #REF! | #REF!
Section | Description | Amount (R)
| Completion Certificate 1 |  | Check | Ph 2 | Total | From "Summary"
1 | Preliminary and General | 4278000 |  | 4278000 | 8556000 | 8556000
3 | Head of Works (Civil) | #REF! |  | #REF! | #REF! | 150000
4 | Primary Sedimentation Tanks (Civil) | #REF! |  | #REF! | #REF! | 733844
5 | Fermenters (Civil) | #REF! |  | #REF! | #REF! | 311886
6 | Secondary Clarifiers (Civil) | #REF! |  | #REF! | #REF! | 1462728
7 | Wash Water (Civil) | #REF! |  |  | #REF! | 885059
8 | Overflow Channel | #REF! |  |  | #REF! | 14670
10 | Minor Structures | #REF! |  |  | #REF! | 1242067
11 | Interconnecting Pipework | #REF! |  |  | #REF! | 873467
12 | Security Upgrades | #REF! |  |  | #REF! | 2734380.67
13 | Mechanical Equipment - Head of Works | #REF! |  | #REF! | #REF! | 2388502
14 | Mechanical Equipment - Primary Sedimentation Tanks | #REF! |  | #REF! | #REF! | 4525550
15 | Mechanical Equipment - Fermentation Tanks | #REF! |  | #REF! | #REF! | 1350000
16 | Mechanical Equipment - Bioreactors and Clarifiers | #REF! |  | #REF! | #REF! | 1250000
17 | Mechanical Equipment - Wash Water | #REF! |  |  | #REF! | 500000
19 | Electrical Equipment | #REF! |  | #REF! | #REF! | 8969720
20 | Control and Instrumentation | #REF! |  | #REF! | #REF! | 4993178
| Sub-Total 1 Completion Certificate 1 | #REF!
In respect of the total value of work done by approved SMME's at 20% of Sub Total 1 (This total shall include all amounts payable to SMME's, including P&G's)
R.........................…........................................................................ (A)
Allowance as a percentage (maximum 15%) for appointing and handling work done by approved SMME's…...................................................................................% (B)
Handling fees for sub contracting = (A) x (B)
| Sub-Total 2 Completion Certificate 1 | #REF!
ADD: | Contingencies at 10% | #REF! |  | #REF! | #REF! | #REF!
ADD: | The above prices are Firm/Not Firm*(delete one). IF NOT FIRM the client will allow for CONTRACT PRICE ADJUSTMENTS on all sums as provided for in Clause 6.8 of the General Conditions of Contract. | #REF! |  | #REF! | #REF! | #REF!
| Total Completion Certificate 1 | #REF!
Completion Certificate 2
1 | Preliminary and General | 4278000
2 | Access Roads | #REF! |  |  | #REF! | 1056720
3 | Head of Works (Civil) | #REF!
4 | Primary Sedimentation Tanks (Civil) | #REF!
5 | Fermenters (Civil) | #REF!
6 | Secondary Clarifiers (Civil) | #REF!
9 | Lime Plant | #REF! |  |  | #REF! | 139025
13 | Mechanical Equipment - Head of Works | #REF!
14 | Mechanical Equipment - Primary Sedimentation Tanks | #REF!
15 | Mechanical Equipment - Fermentation Tanks | #REF!
16 | Mechanical Equipment - Bioreactors and Clarifiers | #REF!
18 | Mechanical Equipment - Lime Plant | #REF! |  |  | #REF! | 700000
19 | Electrical Equipment | #REF!
20 | Control and Instrumentation | #REF!
| Sub-Total 1 Completion Certificate 2 | #REF!
In respect of the total value of work done by approved SMME's at 20% of Sub Total 1 (This total shall include all amounts payable to SMME's, including P&G's)
R.........................…........................................................................ (A)
Allowance as a percentage (maximum 15%) for appointing and handling work done by approved SMME's…...................................................................................% (B)
Handling fees for sub contracting = (A) x (B)
| Sub-Total 2 Completion Certificate 2 | #REF!
ADD: | Contingencies at 10% | #REF!
ADD: | The above prices are Firm/Not Firm*(delete one). IF NOT FIRM the client will allow for CONTRACT PRICE ADJUSTMENTS on all sums as provided for in Clause 6.8 of the General Conditions of Contract. | #REF!
| Total Completion Certificate 2 | #REF!
| Total Completion Certificate 1+2 | #REF! |  |  | #REF! | #REF!
ADD: | 15% of above Total Amount for VALUE ADDED TAX (VAT) | #REF!
| TOTAL CARRIED TO FORM OF OFFER | #REF!
|  | #REF! | Check - From "Summary"

## Sequencing (hidden)
LEGEND: | [14 empty] | Certificate of Practical Completion No. 1 issued at Month 18 | [17 empty] | Certificate of Practical Completion No. 2 issued at Month 36
Section 1 Works
Section 2 Works
Month 1 | M1
WORKS | SECTION 1 | [17 empty] | SECTION 2 | [17 empty] | Cert 1 | Cert 2
| M1 | M2 | M3 | M4 | M5 | M6 | M7 | M8 | M9 | M10 | M11 | M12 | M13 | M14 | M15 | M16 | M17 | M18 | M19 | M20 | M21 | M22 | M23 | M24 | M25 | M26 | M27 | M28 | M29 | M30 | M31 | M32 | M33 | M34 | M35 | M36
P&G | [36 empty] | 50% | 50%
Main Inlet Channel (PS 1.3 Cl. 1) | [36 empty] | 20% | bar: SECTION 1 M1 to SECTION 1 M4
Head of Works Mod 1 (PS 1.3 Cl. 2) | [36 empty] | 40% | bar: SECTION 1 M1 to SECTION 1 M18
Head of Works Mod 2 (PS 1.3 Cl. 3) | [37 empty] | 40% | bar: SECTION 2 M19 to SECTION 2 M36
PST 1 (PS 1.3 Cl. 4) | [36 empty] | 20% | bar: SECTION 1 M1 to SECTION 1 M6
PST 2 (PS 1.3 Cl. 4) | [36 empty] | 20% | bar: SECTION 1 M7 to SECTION 1 M12
PST 3 (PS 1.3 Cl. 4) | [37 empty] | 20% | bar: SECTION 2 M19 to SECTION 2 M24
PST 4 (PS 1.3 Cl. 4) | [37 empty] | 20% | bar: SECTION 2 M25 to SECTION 2 M30
PST 5 (PS 1.3 Cl. 4) | [37 empty] | 20% | bar: SECTION 2 M31 to SECTION 2 M36
Fermenter 1 (PS 1.3 Cl. 5) | [36 empty] | 50% | bar: SECTION 1 M1 to SECTION 1 M6
Fermenter 2 (PS 1.3 Cl. 5) | [37 empty] | 50% | bar: SECTION 2 M19 to SECTION 2 M24
Reactor 1 (PS 1.3 Cl. 6) | [36 empty] | 25%
Mixer 1.1 | bar: SECTION 1 M1 to SECTION 1 M3
Mixer 1.2 | bar: SECTION 1 M4 to SECTION 1 M6
Mixer 1.3 | bar: SECTION 1 M7 to SECTION 1 M9
Mixer 1.4 | bar: SECTION 1 M10 to SECTION 1 M12
Screw Pump 1.1 Bearings | bar: SECTION 1 M1 to SECTION 1 M4
Screw Pump 1.2 Bearings | bar: SECTION 1 M5 to SECTION 1 M8
Screw Pump 1.3 Bearings | bar: SECTION 1 M9 to SECTION 1 M12
Clarifier 1.1 (PS 1.3 Cl. 7) | [36 empty] | 25% | bar: SECTION 1 M1 to SECTION 1 M6
Clarifier 1.2 (PS 1.3 Cl. 7) | bar: SECTION 1 M7 to SECTION 1 M12
Clarifier 1.3 (PS 1.3 Cl. 7) | bar: SECTION 1 M13 to SECTION 1 M18
Reactor 2 (PS 1.3 Cl. 6) | [36 empty] | 25%
Mixer 2.1 | bar: SECTION 1 M7 to SECTION 1 M9
Mixer 2.2 | bar: SECTION 1 M10 to SECTION 1 M12
Mixer 2.3 | bar: SECTION 1 M13 to SECTION 1 M15
Mixer 2.4 | bar: SECTION 1 M16 to SECTION 1 M18
Screw Pump 2.1 Bearings | bar: SECTION 1 M7 to SECTION 1 M10
Screw Pump 2.2 Bearings | bar: SECTION 1 M11 to SECTION 1 M14
Screw Pump 2.3 Bearings | bar: SECTION 1 M15 to SECTION 1 M18
Clarifier 2.1 (PS 1.3 Cl. 7) | [36 empty] | 25% | bar: SECTION 1 M1 to SECTION 1 M6
Clarifier 2.2 (PS 1.3 Cl. 7) | bar: SECTION 1 M7 to SECTION 1 M12
Clarifier 2.3 (PS 1.3 Cl. 7) | bar: SECTION 1 M13 to SECTION 1 M18
Reactor 3 (PS 1.3 Cl. 6) | [37 empty] | 25%
Mixer 3.1 | bar: SECTION 2 M19 to SECTION 2 M21
Mixer 3.2 | bar: SECTION 2 M22 to SECTION 2 M24
Mixer 3.3 | bar: SECTION 2 M25 to SECTION 2 M27
Mixer 3.4 | bar: SECTION 2 M28 to SECTION 2 M30
Screw Pump 3.1 Bearings | bar: SECTION 2 M19 to SECTION 2 M22
Screw Pump 3.2 Bearings | bar: SECTION 2 M23 to SECTION 2 M26
Screw Pump 3.3 Bearings | bar: SECTION 2 M27 to SECTION 2 M30
Clarifier 3.1 (PS 1.3 Cl. 7) | [37 empty] | 25% | bar: SECTION 2 M19 to SECTION 2 M24
Clarifier 3.2 (PS 1.3 Cl. 7) | bar: SECTION 2 M25 to SECTION 2 M30
Clarifier 3.3 (PS 1.3 Cl. 7) | bar: SECTION 2 M31 to SECTION 2 M36
Reactor 4 (PS 1.3 Cl. 6) | [37 empty] | 25%
Mixer 4.1 | bar: SECTION 2 M25 to SECTION 2 M27
Mixer 4.2 | bar: SECTION 2 M28 to SECTION 2 M30
Mixer 4.3 | bar: SECTION 2 M31 to SECTION 2 M33
Mixer 4.4 | bar: SECTION 2 M34 to SECTION 2 M36
Screw Pump 4.1 Bearings | bar: SECTION 2 M25 to SECTION 2 M28
Screw Pump 4.2 Bearings | bar: SECTION 2 M29 to SECTION 2 M32
Screw Pump 4.3 Bearings | bar: SECTION 2 M33 to SECTION 2 M36
Clarifier 4.1 (PS 1.3 Cl. 7) | [37 empty] | 25% | bar: SECTION 2 M19 to SECTION 2 M24
Clarifier 4.2 (PS 1.3 Cl. 7) | bar: SECTION 2 M25 to SECTION 2 M30
Clarifier 4.3 (PS 1.3 Cl. 7) | bar: SECTION 2 M31 to SECTION 2 M36
Washwater System (PS 1.3 Cl. 8) | [36 empty] | 100% | bar: SECTION 1 M4 to SECTION 1 M15
Security Upgrade | [36 empty] | 100% | bar: SECTION 1 M1 to SECTION 1 M12
Belt Press Building (PS 1.3 Cl. 10) | [37 empty] | 100% | bar: SECTION 2 M19 to SECTION 2 M20
Final Effluent Pump Station (PS 1.3 Cl. 9) | [37 empty] | 100% | bar: SECTION 2 M19 to SECTION 2 M30
New Wash Water Filter Station (PS 1.3 Cl. 14) | [36 empty] | 100% | bar: SECTION 1 M1 to SECTION 1 M12
Lime Reactor & Silo (PS 1.3 Cl. 11) | [37 empty] | 100%
Lime Clarifier 1 | bar: SECTION 2 M19 to SECTION 2 M25
Lime Clarifier 2 | bar: SECTION 2 M19 to SECTION 2 M25
Lime Clarifier 3 | bar: SECTION 2 M26 to SECTION 2 M31
Lime Clarifier 4 | bar: SECTION 2 M26 to SECTION 2 M31
Emergency Overflow Dam (PS 1.3 Cl. 12) | [36 empty] | 100% | bar: SECTION 1 M7 to SECTION 1 M9
Internal Access Roads (PS 1.3 Cl. 13) | [37 empty] | 100% | bar: SECTION 2 M31 to SECTION 2 M36
Head of Works Substation (PS 1.3 Cl. 15) | [36 empty] | 14.29% | bar: SECTION 1 M1 to SECTION 1 M12
Blowers Substation (PS 1.3 Cl. 15) | [36 empty] | 14.29% | bar: SECTION 1 M7 to SECTION 1 M18
Substation 0 (PS 1.3 Cl. 15) | [37 empty] | 14.29% | bar: SECTION 2 M19 to SECTION 2 M24
Substation 1 (PS 1.3 Cl. 15) | [37 empty] | 14.29% | bar: SECTION 2 M25 to SECTION 2 M30
Substation 2 (PS 1.3 Cl. 15) | [37 empty] | 14.29% | bar: SECTION 2 M31 to SECTION 2 M36
Substation 3 (PS 1.3 Cl. 15) | [36 empty] | 14.29% | bar: SECTION 1 M1 to SECTION 1 M12
Emergency O'flow Dam Mini Sub (PS 1.3 Cl. 15) | [36 empty] | 14.29% | bar: SECTION 1 M13 to SECTION 1 M15
Replacement of Generator
Replacement of Transformers

## SUMMARY
SUMMARY OF BILL OF QUANTITIES
Section | Description | Amount (R)
1 | Preliminary and General | 8556000
2 | Access Roads | 1056720
3 | Head of Works (Civil) | 150000
4 | Primary Sedimentation Tanks (Civil) | 733844
5 | Fermenters (Civil) | 311886
6 | Secondary Clarifiers (Civil) | 1462728
7 | Wash Water (Civil) | 885059
8 | Overflow Channel | 14670
9 | Lime Plant | 139025
10 | Minor Structures | 1242067
11 | Interconnecting Pipework | 873467
12 | Security Upgrades | 2734380.67
13 | Mechanical Equipment - Head of Works | 2388502
14 | Mechanical Equipment - Primary Sedimentation Tanks | 4525550
15 | Mechanical Equipment - Fermentation Tanks | 1350000
16 | Mechanical Equipment - Bioreactors and Clarifiers | 1250000
17 | Mechanical Equipment - Wash Water | 500000
18 | Mechanical Equipment - Lime Plant | 700000
19 | Electrical Equipment | 8969720
20 | Control and Instrumentation | 4993178
| Sub-Total 1 | 42836796.67
ADD: | 10% Escalation | 4283679.67
| Sub-Total 2 | 47120476.34
ADD: | 10% Contingency | 4712047.63
| Sub-Total 3 | 51832523.97
ADD: | 15% of above Sub-Total 3 for VALUE ADDED TAX (VAT) | 7774878.6
| TOTAL CARRIED TO FORM OF OFFER | 59607402.57
DATE |  | SIGNATURE OF TENDERER
THE PROJECT WILL BE PHASED ACCORDING TO THE BUDGETING CYCLE OF JOHANNESBURG WATER. JOHANNESBURG WATER, IN ITS SOLE DISCRETION, RESERVES THE RIGHT TO REDUCE THE SCOPE OF THE PROJECT SHOULD ADDITIONAL FUNDING FOR THE PROJECT NOT MATERIALISE, OR SHOULD THERE BE A DELAY IN ACQUIRING ADDITIONAL FUNDING FOR THE COMPLETION OF THE PROJECT.

## CPA calc (hidden)
ESTIMATE OF CONTRACT PRICE ADJUSTMENT
where
x = | 0.1 | Portion not affected subject to adjustent. Default is 0.1
a = | 0.32 | Labour co-effecient
b = | 0.25 | Plant/Equipment co-efficient
c = | 0.33 | Materials co-efficient
d = | 0.1 | Fuel co-efficient
(co-efficients as per Contract Data)
Contract Value subject to CPA |  |  |  | 42836796.67 |  |  | (see Summary worksheet)
Lt / Lo | monthly | 0.005 | [6%/a / 12 m] | assume Labour Rate rise year-on-year average by 6% (CPI+1)
Pt / Po | monthly | 0.0054167 | [6.5%/a / 12 m] | assume year-on-year rise of 6.5%
Mt / Mo | monthly | 0.0054167 | [6.5%/a / 12 m] | assume year-on-year rise of 6.5%
Ft / Fo | monthly | 0.0054167 | [6.5%/a / 12 m] | assume year-on-year rise of 6.5%
1.081
[5 empty] | Total CPA = | [6 empty] | 5098334.8732
[5 empty] | CPA per month, calculated from |  |  | 2023-09-01 | to | Start Date | 2024-05-01 | 8
| month No. | % claimed |  |  | month |  | (1-x) | labour | Plant | Material | Fuel
1 | 2025-01-01 | 1% | 463058.2123 |  | 1 | 2025-01-01 | 385531.17 | 0.3344 | 0.26219 | 0.34609 | 0.10488 | 18332.0071 | 481390.2195
2 | 2025-02-01 | 1% | 463058.2123 |  | 2 | 2025-02-01 | 385531.17 | 0.336 | 0.26354 | 0.34788 | 0.10542 | 20368.8968 | 483427.1091
3 | 2025-03-01 | 3% | 1389174.637 |  | 3 | 2025-03-01 | 1156593.5101 | 0.3376 | 0.2649 | 0.34966 | 0.10596 | 67217.3595 | 1456391.9965
4 | 2025-04-01 | 3% | 1389174.637 |  | 4 | 2025-04-01 | 1156593.5101 | 0.3392 | 0.26625 | 0.35145 | 0.1065 | 73328.0285 | 1462502.6655
5 | 2025-05-01 | 3% | 1389174.637 |  | 5 | 2025-05-01 | 1156593.5101 | 0.3408 | 0.2676 | 0.35324 | 0.10704 | 79438.6976 | 1468613.3346
6 | 2025-06-01 | 4% | 1852232.8493 |  | 6 | 2025-06-01 | 1542124.6801 | 0.3424 | 0.26896 | 0.35503 | 0.10758 | 114065.8222 | 1966298.6715 | 7318623.9966
7 | 2025-07-01 | 4% | 1852232.8493 |  | 7 | 2025-07-01 | 1542124.6801 | 0.344 | 0.27031 | 0.35681 | 0.10813 | 122213.3809 | 1974446.2302
8 | 2025-08-01 | 4% | 1852232.8493 |  | 8 | 2025-08-01 | 1542124.6801 | 0.3456 | 0.27167 | 0.3586 | 0.10867 | 130360.9396 | 1982593.7889
9 | 2025-09-01 | 4% | 1852232.8493 |  | 9 | 2025-09-01 | 1542124.6801 | 0.3472 | 0.27302 | 0.36039 | 0.10921 | 138508.4984 | 1990741.3477
10 | 2025-10-01 | 4% | 1852232.8493 |  | 10 | 2025-10-01 | 1542124.6801 | 0.3488 | 0.27437 | 0.36217 | 0.10975 | 146656.0571 | 1998888.9064
11 | 2025-11-01 | 3% | 1389174.637 |  | 11 | 2025-11-01 | 1156593.5101 | 0.3504 | 0.27573 | 0.36396 | 0.11029 | 116102.7119 | 1505277.3488
12 | 2025-12-01 | 3% | 1389174.637 |  | 12 | 2025-12-01 | 1156593.5101 | 0.352 | 0.27708 | 0.36575 | 0.11083 | 122213.3809 | 1511388.0179
13 | 2026-01-01 | 3% | 1389174.637 |  | 13 | 2026-01-01 | 1156593.5101 | 0.3536 | 0.27844 | 0.36754 | 0.11138 | 128324.0499 | 1517498.6869
14 | 2026-02-01 | 2% | 926116.4247 |  | 14 | 2026-02-01 | 771062.3401 | 0.3552 | 0.27979 | 0.36933 | 0.11192 | 89623.146 | 1015739.5706
15 | 2026-03-01 | 3% | 1389174.637 |  | 15 | 2026-03-01 | 1156593.5101 | 0.3568 | 0.28115 | 0.37111 | 0.11246 | 140545.388 | 1529720.025
16 | 2026-04-01 | 3% | 1389174.637 |  | 16 | 2026-04-01 | 1156593.5101 | 0.3584 | 0.2825 | 0.3729 | 0.113 | 146656.0571 | 1535830.6941
17 | 2026-05-01 | 3% | 1389174.637 |  | 17 | 2026-05-01 | 1156593.5101 | 0.36 | 0.28385 | 0.37469 | 0.11354 | 152766.7261 | 1541941.3631
18 | 2026-06-01 | 4% | 1852232.8493 |  | 18 | 2026-06-01 | 1542124.6801 | 0.3616 | 0.28521 | 0.37648 | 0.11408 | 211836.5269 | 2064069.3762 | 20168135.3558
19 | 2026-07-01 | 4% | 1852232.8493 |  | 19 | 2026-07-01 | 1542124.6801 | 0.3632 | 0.28656 | 0.37826 | 0.11463 | 219984.0856 | 2072216.9349
20 | 2026-08-01 | 4% | 1852232.8493 |  | 20 | 2026-08-01 | 1542124.6801 | 0.3648 | 0.28792 | 0.38005 | 0.11517 | 228131.6443 | 2080364.4937
21 | 2026-09-01 | 4% | 1852232.8493 |  | 21 | 2026-09-01 | 1542124.6801 | 0.3664 | 0.28927 | 0.38184 | 0.11571 | 236279.2031 | 2088512.0524
22 | 2026-10-01 | 4% | 1852232.8493 |  | 22 | 2026-10-01 | 1542124.6801 | 0.368 | 0.29063 | 0.38363 | 0.11625 | 244426.7618 | 2096659.6111
23 | 2026-11-01 | 4% | 1852232.8493 |  | 23 | 2026-11-01 | 1542124.6801 | 0.3696 | 0.29198 | 0.38541 | 0.11679 | 252574.3205 | 2104807.1698
24 | 2026-12-01 | 3% | 1389174.637 |  | 24 | 2026-12-01 | 1156593.5101 | 0.3712 | 0.29333 | 0.3872 | 0.11733 | 195541.4094 | 1584716.0464
25 | 2027-01-01 | 3% | 1389174.637 |  | 25 | 2027-01-01 | 1156593.5101 | 0.3728 | 0.29469 | 0.38899 | 0.11788 | 201652.0785 | 1590826.7155
26 | 2027-02-01 | 1% | 463058.2123 |  | 26 | 2027-02-01 | 385531.17 | 0.3744 | 0.29604 | 0.39077 | 0.11842 | 69254.2492 | 532312.4615
27 | 2027-03-01 | 2% | 926116.4247 |  | 27 | 2027-03-01 | 771062.3401 | 0.376 | 0.2974 | 0.39256 | 0.11896 | 142582.2777 | 1068698.7024
28 | 2027-04-01 | 2% | 926116.4247 |  | 28 | 2027-04-01 | 771062.3401 | 0.3776 | 0.29875 | 0.39435 | 0.1195 | 146656.0571 | 1072772.4817
29 | 2027-05-01 | 2% | 926116.4247 |  | 29 | 2027-05-01 | 771062.3401 | 0.3792 | 0.3001 | 0.39614 | 0.12004 | 150729.8364 | 1076846.2611
30 | 2027-06-01 | 2% | 926116.4247 |  | 30 | 2027-06-01 | 771062.3401 | 0.3808 | 0.30146 | 0.39793 | 0.12058 | 154803.6158 | 1080920.0405 | 18449652.9709
31 | 2027-07-01 | 2% | 926116.4247 |  | 31 | 2027-07-01 | 771062.3401 | 0.3824 | 0.30281 | 0.39971 | 0.12112 | 158877.3952 | 1084993.8198
32 | 2027-08-01 | 2% | 926116.4247 |  | 32 | 2027-08-01 | 771062.3401 | 0.384 | 0.30417 | 0.4015 | 0.12167 | 162951.1745 | 1089067.5992
33 | 2027-09-01 | 2% | 926116.4247 |  | 33 | 2027-09-01 | 771062.3401 | 0.3856 | 0.30552 | 0.40329 | 0.12221 | 167024.9539 | 1093141.3785
34 | 2027-10-01 | 2% | 926116.4247 |  | 34 | 2027-10-01 | 771062.3401 | 0.3872 | 0.30688 | 0.40508 | 0.12275 | 171098.7333 | 1097215.1579
35 | 2027-11-01 | 1% | 463058.2123 |  | 35 | 2027-11-01 | 385531.17 | 0.3888 | 0.30823 | 0.40686 | 0.12329 | 87586.2563 | 550644.4686
36 | 2027-12-01 | 1% | 463058.2123 |  | 36 | 2027-12-01 | 385531.17 | 0.3904 | 0.30958 | 0.40865 | 0.12383 | 89623.146 | 552681.3583 | 5467743.7824
|  | 100% | 46305821.2327 |  | Total CPA = | [6 empty] | 5098334.8732 |  | 51404156.1059
34697805.3027
[7 empty] | 41675239.1094 |  |  |  | % CPA = | 11.9%